## Sheet1
modelciu | idproduct | iduniquebranchsonprod | is unit? | is mother? | description | classproduct | fiplex sku | active | idbusiness
A147S-A-MTHR | 1444 | 0010000100370040004900530061 | Y | Y | BASE FLEX DAS. ENTERPRISE DAS REMOTE. VHF136-174MHz + UHF 450-512MHz + PS700 + FIRSTNET + PS800. Quad Band, VHF: +24dBm & UHF: +30dBm & PS700: +33dBm & PS800: +33dBm, One band per band, Full band each, 1 optical port, AC | A147S-A-MTHR |  | Y | 1
A147S-D-MTHR | 1445 | 0010000100370040004900530061 | Y | Y | BASE FLEX DAS. ENTERPRISE DAS REMOTE. VHF136-174MHz + UHF 450-512MHz + PS700 + FIRSTNET + PS800. Quad Band, VHF: +24dBm & UHF: +30dBm & PS700: +33dBm & PS800: +33dBm, One band per band, Full band each, 1 optical port, DC | A147S-D-MTHR |  | Y | 1
A14-A-3037-MTHR | 1440 | 0010000100370040004900530062 | Y | Y | BASE FLEX DAS. ENTERPRISE DAS REMOTE. VHF 136-174MHz + UHF 450-512MHz. Dual Band, VHF+30dBm & UHF +37dBm, One band per band, Full band, 1 optical port, AC | A14-A-3037-MTHR |  | Y | 1
A14-A-MTHR | 1438 | 0010000100370040004900530062 | Y | Y | BASE FLEX DAS. ENTERPRISE DAS REMOTE. VHF 136-174MHz + UHF 450-512MHz. Dual Band, VHF+24dBm & UHF +30dBm, One band per band, Full band, 1 optical port, AC & DC | A14-A-MTHR |  | Y | 1
A14-D-3037-MTHR | 1441 | 0010000100370040004900530062 | Y | Y | BASE FLEX DAS. ENTERPRISE DAS REMOTE. VHF 136-174MHz + UHF 450-512MHz. Dual Band, VHF+30dBm & UHF +37dBm, One band per band, Full band, 1 optical port, DC | A14-D-3037-MTHR |  | Y | 1
A14-D-MTHR | 4670 | 0010000100370040004900530062 | Y | Y | BASE FLEX DAS. ENTERPRISE DAS REMOTE. VHF 136-174MHz + UHF 450-512MHz. Dual Band, VHF+24dBm & UHF +30dBm, One band per band, Full band, 1 optical port, DC | A14-D-MTHR | A14-D-MTHR | Y | 1
A7S-A-37-MTHR | 1442 | 0010000100370040004900530061 | Y | Y | BASE FLEX DAS. ENTERPRISE DAS REMOTE. 758-869MHz. PS700 + FIRSTNET + PS800, Dual Band, +37dBm per band, One band per band, Full band, 1 optical port, AC | A7S-A-37-MTHR |  | Y | 1
A7S-A-MTHR | 1419 | 0010000100370040004900530061 | Y | Y | BASE FLEX DAS. ENTERPRISE DAS REMOTE. 758-869MHz. PS700 + FIRSTNET + PS800, Dual Band, +33dBm per band, One band per band, Full band, 1 optical port, AC | A7S-A-MTHR |  | Y | 1
A7S-D-37-MTHR | 1443 | 0010000100370040004900530061 | Y | Y | BASE FLEX DAS. ENTERPRISE DAS REMOTE. 758-869MHz. PS700 + FIRSTNET + PS800, Dual Band, +37dBm per band, One band per band, Full band, 1 optical port, DC | A7S-D-37-MTHR |  | Y | 1
A7S-D-MTHR | 1439 | 0010000100370040004900530061 | Y | Y | BASE FLEX DAS. ENTERPRISE DAS REMOTE. 758-869MHz. PS700 + FIRSTNET + PS800, Dual Band, +33dBm per band, One band per band, Full band, 1 optical port, DC | A7S-D-MTHR |  | Y | 1
ANN3-MTHR | 1446 | 00100001003700410067 | Y | Y | External Annunciator for Flex BBU one box solution, with dry contacts | ANN3-MTHR |  | Y | 1
ANN4-MTHR | 1447 | 00100001003700410067 | Y | Y | External Annunciator for Flex BBU one box solution, without dry contacts | ANN4-MTHR |  | Y | 1
ANN5-MTHR | 4320 | 00100001003700410067 | Y | Y | External Annunciator for Flex BBU one box solution, with dry contacts - Non NEMA 4 | ANN5-MTHR |  | Y | 1
ANN6-MTHR | 4321 | 00100001003700410067 | Y | Y | External Annunciator for Flex BBU one box solution, without dry contacts - Non NEMA 4 | ANN6-MTHR |  | Y | 1
BDA-08920-01 | 8450 | 00100114 | N | N | SeeHawk Monitor P25 Remote Test Unit (RTU) w/ Spectrum Analysis & P25 Uplink | NULL |  | S | 11
BDA-09216-X | 6879 | 00100114 | N | N | SeeHawk Touch Public Safety Data Collection Application with Tablet with Permanent License (Supports 2G-5G Scanner Technologies) (Includes Indoor, Grid and Signal Analyzer) | NULL |  | S | 11
BDA-09217-X | 6880 | 00100114 | N | N | SeeHawk Public Safety Touch Data Collection Application with Permanent License (Supports 2G-5G Scanner Technologies) (Includes Signal Analyzer, Indoor, Grid ) | NULL |  | S | 11
BDA-09218-F | 8747 | 00100114 | N | N | SeeHawk Monitor Platform Manager with Transferable License (Windows based) | NULL |  | S | 11
BDA-09500-04 | 6867 | 00100114 | N | N | PCTEL Public Safety Network Testing Solution – P25 and Cellular | NULL |  | S | 11
BDA-09500-04-U | 6877 | 00100114 | N | N | Full Cellular Upgrade for PCTEL Public Safety Network Testing Solution – (from) P25 | NULL |  | S | 11
BDA-09500-05 | 6395 | 00100114 | N | N | PCTEL Public Safety Network Testing Solution – P25 | NULL |  | S | 11
BDA-09500-13 | 6869 | 00100114 | N | N | DMR Network Testing Solution (IBflex) | NULL |  | S | 11
BDA-09500-14 | 6870 | 00100114 | N | N | TETRA Network Testing Solution (IBflex) | NULL |  | S | 11
BDA-09500-17 | 8419 | 00100114 | N | N | PCTEL Public Safety Network Testing Solution – P25 & FirstNet ATT/Verizon/T-Mo Cellular | NULL |  | S | 11
BDA-09500-17-U | 8542 | 00100114 | N | N | Firstnet ATT/ Frontline Verizon/T-Mo Cellular Indoor Upgrade for PCTEL Public Safety Network Testing Solution – (from) P25 | NULL |  | S | 11
BDA-43MP01250 | 6901 | 00100114 | N | N | Trilogy 43MP01250, 4.3-10 Male, Plenum & In-Conduit for 1/2" Cable | NULL |  | S | 11
BDA-A-BRKT-1 | 6541 | 00100114 | N | N | L bracket for DAS antenna with 4" ground plane | NULL |  | S | 11
BDA-AC012J50-1 | 6899 | 00100114 | N | N | Trilogy AC012J50, 1 ft, 1/2” In-Conduit, 50 Ohm, Corrugated, Black Polyethylene Jacket | NULL |  | S | 11
BDA-ANN-INCO-1 | 6887 | 00100114 | N | N | ANN-INCO-01,Internal Collection Module - iBwave Mobile Survey - Single Subscription, Single Device, First sale | NULL |  | S | 11
BDA-ANN-INCO-1R | 6894 | 00100114 | N | N | ANN-INCO-01-RW,Internal Collection Module - iBwave Mobile Survey - Single Subscription, Single Device, Renewal | NULL |  | S | 11
BDA-ANN-INTE-1 | 6886 | 00100114 | N | N | ANN-INTE-01,Interpolation Module - iBwave Mobile Survey - Single Subscription, Single Device, First sale | NULL |  | S | 11
BDA-ANN-INTE-1R | 6893 | 00100114 | N | N | ANN-INTE-01-RW,Interpolation Module - iBwave Mobile Survey - Single Subscription, Single Device, Renewal | NULL |  | S | 11
BDA-ANN-MOBL-1 | 6885 | 00100114 | N | N | ANN-MOBL-01,iBwave Mobile Survey (formerly Note) Single Subscription (Includes 10GB of storage on iBwave Cloud), Single Device, First sale | NULL |  | S | 11
BDA-ANN-MOBL-1R | 6892 | 00100114 | N | N | ANN-MOBL-01-RW,iBwave Mobile Survey (formerly Note) Single Subscription (Includes 10GB of storage on iBwave Cloud), Single Device, Renewal | NULL |  | S | 11
BDA-ANN-PS-1 | 6883 | 00100114 | N | N | ANN-PS-01,iBwave Public Safety Single Subscription (1 year ), Single Device, First sale | NULL |  | S | 11
BDA-ANN-PS-1R | 6890 | 00100114 | N | N | ANN-PS-01-RW,iBwave Public Safety Single Subscription (1 year ), Single Device, Renewal | NULL |  | S | 11
BDA-ANN-PS-F1 | 6888 | 00100114 | N | N | ANN-PS-F1, iBwave Public Safety Floating subscription (1 year / 1 concurrent user), Unlimited Users, First sale | NULL |  | S | 11
BDA-ANN-PS-F1R | 6895 | 00100114 | N | N | ANN-PS-F1-RW,iBwave Public Safety Floating subscription (1 year / 1 concurrent user), Unlimited Users, Renewal | NULL |  | S | 11
BDA-ANN-SUR-1-BDL | 6884 | 00100114 | N | N | ANN-SURV-01-BDL,iBwave Mobile Survey + all modules bundle - Single Subscription (Includes 10GB of storage on iBwave Cloud), Single Device, First sale | NULL |  | S | 11
BDA-ANN-SUR-1-BDLR | 6891 | 00100114 | N | N | ANN-SURV-01-BDL-RW,iBwave Mobile Survey + all modules bundle - Single Subscription (Includes 10GB of storage on iBwave Cloud), Single Device, Renewal | NULL |  | S | 11
BDA-ANT-MONKIT-001 | 6679 | 001000020030 | N | N | Antenna Monitoring Kit for 4-port VHF/UHF Systems only | NULL |  | S | 11
BDA-AP6012J50-1 | 6896 | 00100114 | N | N | Trilogy AP6012J50, 1 ft, 1/2" White Plenum, 50 Ohm, corrugated (6 GHz), Jacketed CMP, Conforms to NFPA-262, UL-444, Canadian CSA 22.2/FT6 (NOTE: Order above 800 ft are shipped as any size reel from 800 ft to 1200 ft reels depending on available reel sizes) | NULL |  | S | 11
BDA-AP6012J50RD-1 | 6761 | 00100114 | N | N | Trilogy AP6012J50-RD,1 ft, 1/2" Red Plenum, 50 Ohm, corrugated (6 GHz), Jacketed CMP, Conforms to NFPA-262, UL-444, Canadian CSA 22.2/FT6 (NOTE: Order above 800 ft are shipped as any size reel from 800 ft to 1200 ft reels depending on available reel sizes) | NULL |  | S | 11
BDA-APH012J502H-1 | 6898 | 00100114 | N | N | Trilogy APH012J50-2H,1 ft, 1/2" High Temperature Red Plenum, 50 Ohm, Corrugated, Copper Outer Conductor, Jacketed CMP, Circuit Integrity, Conforms to NFPA 72, NFPA-262, UL-444, UL 2196, Canadian CSA 22.2/FT6 | NULL |  | S | 11
BDA-BTTY-12-1 | 6831 | 00100114 | N | N | Replacement Battery for 55AH BBU, single unit (2 batteries required) | NULL |  | S | 11
BDA-BTTY-24-1 | 6459 | 00100114 | N | N | Replacement Battery for 100AH BBU, single unit (2 batteries required) | NULL |  | S | 11
BDA-DBC-12 | 6707 | 001000020032 | N | N | DUAL BAND COMBINER, 136-174 + 380-520, 50W PER BAND, N(F) CONNECTORS | NULL |  | S | 11
BDA-DBC-22 | 6729 | 001000020032 | N | N | DUAL BAND COMBINER, 136-520 + 690-2700, 50W PER BAND, N(F) CONNECTORS | NULL |  | S | 11
BDA-DC10-L2 | 6415 | 001000020006 | N | N | RF DIRECTIONAL COUPLER, 136-870 MHz, 10dB, 200W | NULL |  | S | 11
BDA-DC10-W2 | 6493 | 001000020006 | N | N | RF DIRECTIONAL COUPLER, 698-2690 MHz, 10dB, 300W | NULL |  | S | 11
BDA-DC15-L2 | 6691 | 001000020006 | N | N | RF DIRECTIONAL COUPLER, 136-870 MHz, 15dB, 200W | NULL |  | S | 11
BDA-DC15-W2 | 6517 | 001000020006 | N | N | RF DIRECTIONAL COUPLER, 698-2690 MHz, 15dB, 300W | NULL |  | S | 11
BDA-DC20-L2 | 6751 | 001000020006 | N | N | RF DIRECTIONAL COUPLER, 136-870 MHz, 20dB, 200W | NULL |  | S | 11
BDA-DC20-W2 | 6607 | 001000020006 | N | N | RF DIRECTIONAL COUPLER, 698-2690 MHz, 20dB, 300W | NULL |  | S | 11
BDA-DC30-L2 | 6632 | 001000020006 | N | N | RF DIRECTIONAL COUPLER, 136-870 MHz, 30dB, 200W | NULL |  | S | 11
BDA-DC30-W2 | 6677 | 001000020006 | N | N | RF DIRECTIONAL COUPLER, 698-2690 MHz, 30dB, 300W | NULL |  | S | 11
BDA-DC6-L2 | 6543 | 001000020006 | N | N | RF DIRECTIONAL COUPLER, 136-870 MHz, 6dB, 200W | NULL |  | S | 11
BDA-DC6-W2 | 1709 | 001000020006 | N | N | RF DIRECTIONAL COUPLER, 698-2690 MHz, 6dB, 300W | NULL |  | S | 11
BDA-DC8-L2 | 6545 | 001000020006 | N | N | RF DIRECTIONAL COUPLER, 136-870 MHz, 8dB, 200W | NULL |  | S | 11
BDA-DC8-W2 | 6725 | 001000020006 | N | N | RF DIRECTIONAL COUPLER, 698-2690 MHz, 6dB, 300W. Previous: DC-W2B | NULL |  | S | 11
BDA-DDA450512-2-1 | 6753 | 001000020030 | N | N | Donor Antenna, Inox Dipole, 450-512MHz 2 dBi | NULL |  | S | 11
BDA-DPX-T-00-B | 7662 | 00100091 | N | N | External duplexer BDA and Fiber DAS family, one end, sub band 470-512MHz, band #1: 0.7MHz BW & 2.3MHz band guard, band #2: 0.7MHz BW & 2.3MHz band guard, Nema4 Cabinet. | NULL |  | Y | 10
BDA-DPX-T-01-B | 7663 | 00100091 | N | N | External duplexer BDA and Fiber DAS family, one end, sub band 470-512MHz, band #1: 0.7MHz BW & 2.3MHz band guard, band #2: 1.5MHz BW & 1.5MHz band guard, Nema4 Cabinet. | NULL |  | Y | 10
BDA-DPX-T-02-B | 7664 | 00100091 | N | N | External duplexer BDA and Fiber DAS family, one end, sub band 470-512MHz, band #1: 0.7MHz BW & 2.3MHz band guard, band #2: 2MHz BW & 1MHz band guard, Nema4 Cabinet. | NULL |  | Y | 10
BDA-DPX-T-0-B | 7658 | 00100091 | N | N | External duplexer BDA and Fiber DAS family, one end, sub band 470-512MHz, 0.7MHz BW & 2.3MHz band guard, Nema4 Cabinet. | NULL |  | Y | 10
BDA-DPX-T-11-B | 7665 | 00100091 | N | N | External duplexer BDA and Fiber DAS family, one end, sub band 470-512MHz, band #1: 1.5MHz BW & 1.5MHz band guard, band #2: 1.5MHz BW & 1.5MHz band guard, Nema4 Cabinet. | NULL |  | Y | 10
BDA-DPX-T-12-B | 7666 | 00100091 | N | N | External duplexer BDA and Fiber DAS family, one end, sub band 470-512MHz, band #1: 1.5MHz BW & 1.5MHz band guard, band #2: 2MHz BW & 1MHz band guard, Nema4 Cabinet. | NULL |  | Y | 10
BDA-DPX-T-1-B | 7659 | 00100091 | N | N | External duplexer BDA and Fiber DAS family, one end, sub band 470-512MHz, 1.5MHz BW & 1.5MHz band guard, Nema4 Cabinet. | NULL |  | Y | 10
BDA-DPX-T-2-B | 7660 | 00100091 | N | N | External duplexer BDA and Fiber DAS family, one end, sub band 470-512MHz, 2MHz BW & 1MHz band guard, Nema4 Cabinet. | NULL |  | Y | 10
BDA-DPX-T-ESG-E | 8350 | 00100091 | N | N | External duplexer BDA and Fiber DAS family, both ends, UHF 470-472.6/473-475.6 & 482-482.7/485-485.7 & 506-506.7/509-509.7 MHz, Nema4 Cabinet. | NULL |  | Y | 10
BDA-DPX-T-RWC-B | 7661 | 00100091 | N | N | External duplexer BDA and Fiber DAS family, one end, sub band 483.4-484.5/486.4-487.5 & 488.5-489/491.5-492MHz, Nema4 Cabinet. | NULL |  | Y | 10
BDA-DPX-U-04-B | 7655 | 00100091 | N | N | External duplexer BDA and Fiber DAS family, one end, sub band 450-470MHz, band #1: 0.7MHz BW & 2.3MHz band guard, band #2: 4MHz BW & 1MHz band guard, Nema4 Cabinet. | NULL |  | Y | 10
BDA-DPX-U-22-B | 7657 | 00100091 | N | N | External duplexer BDA and Fiber DAS family, one end, sub band 450-470MHz, band #1: 2MHz BW & 3MHz band guard, band #2: 2MHz BW & 3MHz band guard, Nema4 Cabinet. | NULL |  | Y | 10
BDA-DPX-U-24-B | 7656 | 00100091 | N | N | External duplexer BDA and Fiber DAS family, one end, sub band 450-470MHz, band #1: 2MHz BW & 3MHz band guard, band #2: 4MHz BW & 1MHz band guard, Nema4 Cabinet. | NULL |  | Y | 10
BDA-DPX-U-2-B | 6757 | 00100091 | N | N | External duplexer BDA and Fiber DAS family, one end, sub band 450-470MHz, 2MHz BW, 3MHz band guard, Nema4 Cabinet. | NULL |  | Y | 10
BDA-DPX-U-4-B | 7654 | 00100091 | N | N | External duplexer BDA and Fiber DAS family, one end, sub band 450-470MHz, 4MHz BW & 1MHz band guard, Nema4 Cabinet. | NULL |  | Y | 10
BDA-DPX-U-MDA-B | 1931 | 00100091 | N | N | External duplexer BDA and Fiber DAS family, one end, sub band 453-454/458-459 & 460-462/465-467MHz, Nema4 Cabinet. | NULL |  | Y | 10
BDA-DPX-UT-002-B | 7668 | 00100091 | N | N | External duplexer BDA and Fiber DAS family, one end, sub band 450-512MHz, band #1: 2MHz BW & 3MHz band guard into 450-470MHz, band #2: 2MHz BW & 1MHz band guard into 470-512MHz, band #3: 0.7MHz BW & 2.3MHz band guard into 470-512MHz, Nema4 Cabinet. | NULL |  | Y | 10
BDA-DPX-UT-02-B | 7667 | 00100091 | N | N | External duplexer BDA and Fiber DAS family, one end, sub band 450-512MHz, band #1: 2MHz BW & 3MHz band guard into 450-470MHz, band #2: 0.7MHz BW & 2.3MHz band guard into 470-512MHz, Nema4 Cabinet. | NULL |  | Y | 10
BDA-DPX-UT-12-B | 7433 | 00100091 | N | N | External duplexer BDA and Fiber DAS family, one end, sub band 450-512MHz, band #1: 2MHz BW & 3MHz band guard into 450-470MHz, band #2: 1.5MHz BW & 1.5MHz band guard into 470-512MHz, Nema4 Cabinet. | NULL |  | Y | 10
BDA-DPX-UT-22-B | 7496 | 00100091 | N | N | External duplexer BDA and Fiber DAS family, one end, sub band 450-512MHz, band #1: 2MHz BW & 3MHz band guard into 450-470MHz, band #2: 2MHz BW & 1MHz band guard into 470-512MHz, Nema4 Cabinet. | NULL |  | Y | 10
BDA-DPX-V-2-B | 7652 | 00100091 | N | N | External duplexer BDA and Fiber DAS family, one end, VHF band 136-174MHz, 2MHz BW & 3MHz band guard, Nema4 Cabinet. | NULL |  | Y | 10
BDA-DPX-V-3-B | 7653 | 00100091 | N | N | External duplexer BDA and Fiber DAS family, one end, VHF band 136-174MHz, 3.5MHz BW & 1.5MHz band guard, Nema4 Cabinet. | NULL |  | Y | 10
BDA-DPX-VT-200-B | 7699 | 00100091 | N | N | External duplexer BDA and Fiber DAS family, one end, band #1: 2MHz BW & 3MHz band guard into 136-174MHz, band #2: 0.7MHz BW & 2.3MHz band guard into 470-512MHz, band #3: 0.7MHz BW & 2.3MHz band guard into 470-512MHz, Nema4 Cabinet. | NULL |  | Y | 10
BDA-DPX-VT-201-B | 7700 | 00100091 | N | N | External duplexer BDA and Fiber DAS family, one end, band #1: 2MHz BW & 3MHz band guard into 136-174MHz, band #2: 0.7MHz BW & 2.3MHz band guard into 470-512MHz, band #3: 1.5MHz BW & 1.5MHz band guard into 470-512MHz, Nema4 Cabinet. | NULL |  | Y | 10
BDA-DPX-VT-202-B | 7701 | 00100091 | N | N | External duplexer BDA and Fiber DAS family, one end, band #1: 2MHz BW & 3MHz band guard into 136-174MHz, band #2: 0.7MHz BW & 2.3MHz band guard into 470-512MHz, band #3: 2MHz BW & 1MHz band guard into 470-512MHz, Nema4 Cabinet. | NULL |  | Y | 10
BDA-DPX-VT-20-B | 7696 | 00100091 | N | N | External duplexer BDA and Fiber DAS family, one end, band #1: 2MHz BW & 3MHz band guard into 136-174MHz, band #2: 0.7MHz BW & 2.3MHz band guard into 470-512MHz, Nema4 Cabinet. | NULL |  | Y | 10
BDA-DPX-VT-211-B | 7702 | 00100091 | N | N | External duplexer BDA and Fiber DAS family, one end, band #1: 2MHz BW & 3MHz band guard into 136-174MHz, band #2: 1.5MHz BW & 1.5MHz band guard into 470-512MHz, band #3: 1.5MHz BW & 1.5MHz band guard into 470-512MHz, Nema4 Cabinet. | NULL |  | Y | 10
BDA-DPX-VT-212-B | 7703 | 00100091 | N | N | External duplexer BDA and Fiber DAS family, one end, band #1: 2MHz BW & 3MHz band guard into 136-174MHz, band #2: 1.5MHz BW & 1.5MHz band guard into 470-512MHz, band #3: 2MHz BW & 1MHz band guard into 470-512MHz, Nema4 Cabinet. | NULL |  | Y | 10
BDA-DPX-VT-21-B | 7697 | 00100091 | N | N | External duplexer BDA and Fiber DAS family, one end, band #1: 2MHz BW & 3MHz band guard into 136-174MHz, band #2: 1.5MHz BW & 1.5MHz band guard into 470-512MHz, Nema4 Cabinet. | NULL |  | Y | 10
BDA-DPX-VT-22-B | 7698 | 00100091 | N | N | External duplexer BDA and Fiber DAS family, one end, band #1: 2MHz BW & 3MHz band guard into 136-174MHz, band #2: 4MHz BW & 1MHz band guard into 470-512MHz, Nema4 Cabinet. | NULL |  | Y | 10
BDA-DPX-VT-2RWC-B | 7704 | 00100091 | N | N | External duplexer BDA and Fiber DAS family, one end, band #1: 2MHz BW & 3MHz band guard into 136-174MHz, band #2: 483.4-484.5/486.4-487.5 & 488.5-489/491.5-492MHz into 470-512MHz, Nema4 Cabinet. | NULL |  | Y | 10
BDA-DPX-VT-300-B | 7708 | 00100091 | N | N | External duplexer BDA and Fiber DAS family, one end, band #1: 3.5MHz BW & 1.5MHz band guard into 136-174MHz, band #2: 0.7MHz BW & 2.3MHz band guard into 470-512MHz, band #3: 0.7MHz BW & 2.3MHz band guard into 470-512MHz, Nema4 Cabinet. | NULL |  | Y | 10
BDA-DPX-VT-301-B | 7709 | 00100091 | N | N | External duplexer BDA and Fiber DAS family, one end, band #1: 3.5MHz BW & 1.5MHz band guard into 136-174MHz, band #2: 0.7MHz BW & 2.3MHz band guard into 470-512MHz, band #3: 1.5MHz BW & 1.5MHz band guard into 470-512MHz, Nema4 Cabinet. | NULL |  | Y | 10
BDA-DPX-VT-302-B | 7710 | 00100091 | N | N | External duplexer BDA and Fiber DAS family, one end, band #1: 3.5MHz BW & 1.5MHz band guard into 136-174MHz, band #2: 0.7MHz BW & 2.3MHz band guard into 470-512MHz, band #3: 2MHz BW & 1MHz band guard into 470-512MHz, Nema4 Cabinet. | NULL |  | Y | 10
BDA-DPX-VT-30-B | 7705 | 00100091 | N | N | External duplexer BDA and Fiber DAS family, one end, band #1: 3.5MHz BW & 1.5MHz band guard into 136-174MHz, band #2: 0.7MHz BW & 2.3MHz band guard into 470-512MHz, Nema4 Cabinet. | NULL |  | Y | 10
BDA-DPX-VT-311-B | 7711 | 00100091 | N | N | External duplexer BDA and Fiber DAS family, one end, band #1: 3.5MHz BW & 1.5MHz band guard into 136-174MHz, band #2: 1.5MHz BW & 1.5MHz band guard into 470-512MHz, band #3: 1.5MHz BW & 1.5MHz band guard into 470-512MHz, Nema4 Cabinet. | NULL |  | Y | 10
BDA-DPX-VT-312-B | 7712 | 00100091 | N | N | External duplexer BDA and Fiber DAS family, one end, band #1: 3.5MHz BW & 1.5MHz band guard into 136-174MHz, band #2: 1.5MHz BW & 1.5MHz band guard into 470-512MHz, band #3: 2MHz BW & 1MHz band guard into 470-512MHz, Nema4 Cabinet. | NULL |  | Y | 10
BDA-DPX-VT-31-B | 7706 | 00100091 | N | N | External duplexer BDA and Fiber DAS family, one end, band #1: 3.5MHz BW & 1.5MHz band guard into 136-174MHz, band #2: 1.5MHz BW & 1.5MHz band guard into 470-512MHz, Nema4 Cabinet. | NULL |  | Y | 10
BDA-DPX-VT-32-B | 7707 | 00100091 | N | N | External duplexer BDA and Fiber DAS family, one end, band #1: 3.5MHz BW & 1.5MHz band guard into 136-174MHz, band #2: 4MHz BW & 1MHz band guard into 470-512MHz, Nema4 Cabinet. | NULL |  | Y | 10
BDA-DPX-VT-3RWC-B | 7713 | 00100091 | N | N | External duplexer BDA and Fiber DAS family, one end, band #1: 3.5MHz BW & 1.5MHz band guard into 136-174MHz, band #2: 483.4-484.5/486.4-487.5 & 488.5-489/491.5-492MHz into 470-512MHz, Nema4 Cabinet. | NULL |  | Y | 10
BDA-DPX-V-TCY-B | 6829 | 00100091 | N | N | External duplexer Flex BDA and DAS family, one end, band 136-174MHz, special Tracy Solution, Nema4 Cabinet. | NULL |  | Y | 10
BDA-DPX-VT-N00-B | 7690 | 00100091 | N | N | External duplexer BDA and Fiber DAS family, one end, band #1: no internal duplexer into 136-174MHz, band #2: 0.7MHz BW & 2.3MHz band guard into 470-512MHz, band #3: 0.7MHz BW & 2.3MHz band guard into 470-512MHz, Nema4 Cabinet. | NULL |  | Y | 10
BDA-DPX-VT-N01-B | 7691 | 00100091 | N | N | External duplexer BDA and Fiber DAS family, one end, band #1: no internal duplexer into 136-174MHz, band #2: 0.7MHz BW & 2.3MHz band guard into 470-512MHz, band #3: 1.5MHz BW & 1.5MHz band guard into 470-512MHz, Nema4 Cabinet. | NULL |  | Y | 10
BDA-DPX-VT-N02-B | 7692 | 00100091 | N | N | External duplexer BDA and Fiber DAS family, one end, band #1: no internal duplexer into 136-174MHz, band #2: 0.7MHz BW & 2.3MHz band guard into 470-512MHz, band #3: 2MHz BW & 1MHz band guard into 470-512MHz, Nema4 Cabinet. | NULL |  | Y | 10
BDA-DPX-VT-N0-B | 7687 | 00100091 | N | N | External duplexer BDA and Fiber DAS family, one end, band #1: no internal duplexer into 136-174MHz, band #2: 0.7MHz BW & 2.3MHz band guard into 470-512MHz, Nema4 Cabinet. | NULL |  | Y | 10
BDA-DPX-VT-N11-B | 7693 | 00100091 | N | N | External duplexer BDA and Fiber DAS family, one end, band #1: no internal duplexer into 136-174MHz, band #2: 1.5MHz BW & 1.5MHz band guard into 470-512MHz, band #3: 1.5MHz BW & 1.5MHz band guard into 470-512MHz, Nema4 Cabinet. | NULL |  | Y | 10
BDA-DPX-VT-N12-B | 7694 | 00100091 | N | N | External duplexer BDA and Fiber DAS family, one end, band #1: no internal duplexer into 136-174MHz, band #2: 1.5MHz BW & 1.5MHz band guard into 470-512MHz, band #3: 2MHz BW & 1MHz band guard into 470-512MHz, Nema4 Cabinet. | NULL |  | Y | 10
BDA-DPX-VT-N1-B | 7688 | 00100091 | N | N | External duplexer BDA and Fiber DAS family, one end, band #1: no internal duplexer into 136-174MHz, band #2: 1.5MHz BW & 1.5MHz band guard into 470-512MHz, Nema4 Cabinet. | NULL |  | Y | 10
BDA-DPX-VT-N2-B | 7689 | 00100091 | N | N | External duplexer BDA and Fiber DAS family, one end, band #1: no internal duplexer into 136-174MHz, band #2: 4MHz BW & 1MHz band guard into 470-512MHz, Nema4 Cabinet. | NULL |  | Y | 10
BDA-DPX-VT-NRWC-B | 7695 | 00100091 | N | N | External duplexer BDA and Fiber DAS family, one end, band #1: no internal duplexer into 136-174MHz, band #2: 483.4-484.5/486.4-487.5 & 488.5-489/491.5-492MHz into 470-512MHz, Nema4 Cabinet. | NULL |  | Y | 10
BDA-DPX-VU-204-B | 7678 | 00100091 | N | N | External duplexer BDA and Fiber DAS family, one end, band #1: 2MHz BW & 3 MHz band guard into 136-174MHz, band #2: 0.7MHz BW & 2.3MHz band guard into 450-470MHz, band #3: 4MHz BW & 1MHz band guard into 450-470MHz, Nema4 Cabinet. | NULL |  | Y | 10
BDA-DPX-VU-222-B | 7679 | 00100091 | N | N | External duplexer BDA and Fiber DAS family, one end, band #1: 2MHz BW & 3 MHz band guard into 136-174MHz, band #2: 2MHz BW & 3MHz band guard into 450-470MHz, band #3: 2MHz BW & 3MHz band guard into 450-470MHz, Nema4 Cabinet. | NULL |  | Y | 10
BDA-DPX-VU-224-B | 7680 | 00100091 | N | N | External duplexer BDA and Fiber DAS family, one end, band #1: 2MHz BW & 3 MHz band guard into 136-174MHz, band #2: 2MHz BW & 3MHz band guard into 450-470MHz, band #3: 4MHz BW & 1MHz band guard into 450-470MHz, Nema4 Cabinet. | NULL |  | Y | 10
BDA-DPX-VU-22-B | 7675 | 00100091 | N | N | External duplexer BDA and Fiber DAS family, one end, band #1: 2MHz BW & 3 MHz band guard into 136-174MHz, band #2: 2MHz BW & 3MHz band guard into 450-470MHz, Nema4 Cabinet. | NULL |  | Y | 10
BDA-DPX-VU-24-B | 7676 | 00100091 | N | N | External duplexer BDA and Fiber DAS family, one end, band #1: 2MHz BW & 3 MHz band guard into 136-174MHz, band #2: 4MHz BW & 1MHz band guard into 450-470MHz, Nema4 Cabinet. | NULL |  | Y | 10
BDA-DPX-VU-25-B | 7677 | 00100091 | N | N | External duplexer BDA and Fiber DAS family, one end, band #1: 2MHz BW & 3 MHz band guard into 136-174MHz, band #2: 5MHz BW & 5MHz band guard into 450-470MHz, Nema4 Cabinet. | NULL |  | Y | 10
BDA-DPX-VU-304-B | 7684 | 00100091 | N | N | External duplexer BDA and Fiber DAS family, one end, band #1: 3.5MHz BW & 1.5MHz band guard into 136-174MHz, band #2: 0.7MHz BW & 2.3MHz band guard into 450-470MHz, band #3: 4MHz BW & 1MHz band guard into 450-470MHz, Nema4 Cabinet. | NULL |  | Y | 10
BDA-DPX-VU-322-B | 7685 | 00100091 | N | N | External duplexer BDA and Fiber DAS family, one end, band #1: 3.5MHz BW & 1.5MHz band guard into 136-174MHz, band #2: 2MHz BW & 3MHz band guard into 450-470MHz, band #3: 2MHz BW & 3MHz band guard into 450-470MHz, Nema4 Cabinet. | NULL |  | Y | 10
BDA-DPX-VU-324-B | 7686 | 00100091 | N | N | External duplexer BDA and Fiber DAS family, one end, band #1: 3.5MHz BW & 1.5MHz band guard into 136-174MHz, band #2: 2MHz BW & 3MHz band guard into 450-470MHz, band #3: 4MHz BW & 1MHz band guard into 450-470MHz, Nema4 Cabinet. | NULL |  | Y | 10
BDA-DPX-VU-32-B | 7681 | 00100091 | N | N | External duplexer BDA and Fiber DAS family, one end, band #1: 3.5MHz BW & 1.5MHz band guard into 136-174MHz, band #2: 2MHz BW & 3MHz band guard into 450-470MHz, Nema4 Cabinet. | NULL |  | Y | 10
BDA-DPX-VU-34-B | 7682 | 00100091 | N | N | External duplexer BDA and Fiber DAS family, one end, band #1: 3.5MHz BW & 1.5MHz band guard into 136-174MHz, band #2: 4MHz BW & 1MHz band guard into 450-470MHz, Nema4 Cabinet. | NULL |  | Y | 10
BDA-DPX-VU-35-B | 7683 | 00100091 | N | N | External duplexer BDA and Fiber DAS family, one end, band #1: 3.5MHz BW & 1.5MHz band guard into 136-174MHz, band #2: 5MHz BW & 5MHz band guard into 450-470MHz, Nema4 Cabinet. | NULL |  | Y | 10
BDA-DPX-VU-N04-B | 7672 | 00100091 | N | N | External duplexer BDA and Fiber DAS family, one end, band #1: no internal duplexer into 136-174MHz, band #2: 0.7MHz BW & 2.3MHz band guard into 450-470MHz, band #3: 4MHz BW & 1MHz band guard into 450-470MHz, Nema4 Cabinet. | NULL |  | Y | 10
BDA-DPX-VU-N22-B | 7673 | 00100091 | N | N | External duplexer BDA and Fiber DAS family, one end, band #1: no internal duplexer into 136-174MHz, band #2: 2MHz BW & 3MHz band guard into 450-470MHz, band #3: 2MHz BW & 3MHz band guard into 450-470MHz, Nema4 Cabinet. | NULL |  | Y | 10
BDA-DPX-VU-N24-B | 7674 | 00100091 | N | N | External duplexer BDA and Fiber DAS family, one end, band #1: no internal duplexer into 136-174MHz, band #2: 2MHz BW & 3MHz band guard into 450-470MHz, band #3: 4MHz BW & 1MHz band guard into 450-470MHz, Nema4 Cabinet. | NULL |  | Y | 10
BDA-DPX-VU-N2-B | 7669 | 00100091 | N | N | External duplexer BDA and Fiber DAS family, one end, band #1: no internal duplexer into 136-174MHz, band #2: 2MHz BW & 3MHz band guard into 450-470MHz, Nema4 Cabinet. | NULL |  | Y | 10
BDA-DPX-VU-N4-B | 7670 | 00100091 | N | N | External duplexer BDA and Fiber DAS family, one end, band #1: no internal duplexer into 136-174MHz, band #2: 4MHz BW & 1MHz band guard into 450-470MHz, Nema4 Cabinet. | NULL |  | Y | 10
BDA-DPX-VU-N5-B | 7671 | 00100091 | N | N | External duplexer BDA and Fiber DAS family, one end, band #1: no internal duplexer into 136-174MHz, band #2: 5MHz BW & 5MHz band guard into 450-470MHz, Nema4 Cabinet. | NULL |  | Y | 10
BDA-DPX-VUT-2002-B | 7721 | 00100091 | N | N | External duplexer BDA and Fiber DAS family, one end, band #1: 2MHz BW & 3MHz band guard into 136-174MHz, band #2: 2MHz BW & 3MHz band guard into 450-512MHz, band #3: 0.7MHz BW & 2.3MHz band guard into 450-512MHz, band #4: 0.7MHz BW & 2.3MHz band guard into | NULL |  | Y | 10
BDA-DPX-VUT-202-B | 7718 | 00100091 | N | N | External duplexer BDA and Fiber DAS family, one end, band #1: 2MHz BW & 3MHz band guard into 136-174MHz, band #2: 2MHz BW & 3MHz band guard into 450-512MHz, band #3: 0.7MHz BW & 2.3MHz band guard into 450-512MHz, Nema4 Cabinet. | NULL |  | Y | 10
BDA-DPX-VUT-212-B | 7719 | 00100091 | N | N | External duplexer BDA and Fiber DAS family, one end, band #1: 2MHz BW & 3MHz band guard into 136-174MHz, band #2: 2MHz BW & 3MHz band guard into 450-512MHz, band #3: 1.5MHz BW & 1.5MHz band guard into 450-512MHz, Nema4 Cabinet. | NULL |  | Y | 10
BDA-DPX-VUT-222-B | 7720 | 00100091 | N | N | External duplexer BDA and Fiber DAS family, one end, band #1: 2MHz BW & 3MHz band guard into 136-174MHz, band #2: 2MHz BW & 3MHz band guard into 450-512MHz, band #3: 2MHz BW & 1MHz band guard into 450-512MHz, Nema4 Cabinet. | NULL |  | Y | 10
BDA-DPX-VUT-3002-B | 7725 | 00100091 | N | N | External duplexer BDA and Fiber DAS family, one end, band #1: 3.5MHz BW & 1.5MHz band guard into 136-174MHz, band #2: 2MHz BW & 3MHz band guard into 450-512MHz, band #3: 0.7MHz BW & 2.3MHz band guard into 450-512MHz, band #4: 0.7MHz BW & 2.3MHz band guard | NULL |  | Y | 10
BDA-DPX-VUT-302-B | 7722 | 00100091 | N | N | External duplexer BDA and Fiber DAS family, one end, band #1: 3.5MHz BW & 1.5MHz band guard into 136-174MHz, band #2: 2MHz BW & 3MHz band guard into 450-512MHz, band #3: 0.7MHz BW & 2.3MHz band guard into 450-512MHz, Nema4 Cabinet. | NULL |  | Y | 10
BDA-DPX-VUT-312-B | 7723 | 00100091 | N | N | External duplexer BDA and Fiber DAS family, one end, band #1: 3.5MHz BW & 1.5MHz band guard into 136-174MHz, band #2: 2MHz BW & 3MHz band guard into 450-512MHz, band #3: 1.5MHz BW & 1.5MHz band guard into 450-512MHz, Nema4 Cabinet. | NULL |  | Y | 10
BDA-DPX-VUT-322-B | 7724 | 00100091 | N | N | External duplexer BDA and Fiber DAS family, one end, band #1: 3.5MHz BW & 1.5MHz band guard into 136-174MHz, band #2: 2MHz BW & 3MHz band guard into 450-512MHz, band #3: 2MHz BW & 1MHz band guard into 450-512MHz, Nema4 Cabinet. | NULL |  | Y | 10
BDA-DPX-VUT-N002-B | 7717 | 00100091 | N | N | External duplexer BDA and Fiber DAS family, one end, band #1: no internal duplexer into 136-174MHz, band #2: 2MHz BW & 3MHz band guard into 450-512MHz, band #3: 0.7MHz BW & 2.3MHz band guard into 450-512MHz, band #4: 0.7MHz BW & 2.3MHz band guard into 450- | NULL |  | Y | 10
BDA-DPX-VUT-N02-B | 7714 | 00100091 | N | N | External duplexer BDA and Fiber DAS family, one end, band #1: no internal duplexer into 136-174MHz, band #2: 2MHz BW & 3MHz band guard into 450-512MHz, band #3: 0.7MHz BW & 2.3MHz band guard into 450-512MHz, Nema4 Cabinet. | NULL |  | Y | 10
BDA-DPX-VUT-N12-B | 7715 | 00100091 | N | N | External duplexer BDA and Fiber DAS family, one end, band #1: no internal duplexer into 136-174MHz, band #2: 2MHz BW & 3MHz band guard into 450-512MHz, band #3: 1.5MHz BW & 1.5MHz band guard into 450-512MHz, Nema4 Cabinet. | NULL |  | Y | 10
BDA-DPX-VUT-N22-B | 7716 | 00100091 | N | N | External duplexer BDA and Fiber DAS family, one end, band #1: no internal duplexer into 136-174MHz, band #2: 2MHz BW & 3MHz band guard into 450-512MHz, band #3: 2MHz BW & 1MHz band guard into 450-512MHz, Nema4 Cabinet. | NULL |  | Y | 10
BDA-FA-150175-2-1 | 6547 | 001000020030 | N | N | DAS Antenna, Low Profile 150-175MHz | NULL |  | S | 11
BDA-FA-450470-2-1 | 6755 | 001000020030 | N | N | DAS Antenna, Fiberglass 450-470MHz, 2.1 dBi | NULL |  | S | 11
BDA-FA-470490-2-1 | 6858 | 001000020030 | N | N | DAS Antenna, Fiberglass 470-490MHz , 2.1 dBi | NULL |  | S | 11
BDA-FA-763805-2-1 | 6860 | 001000020030 | N | N | DAS Antenna, Fiberglass 763-805MHz , 2.1 dBi | NULL |  | S | 11
BDA-FA-763869-2-1 | 6483 | 001000020030 | N | N | DAS Antenna, Fiberglass 763-869MHz, 4 dBi | NULL |  | S | 11
BDA-FA-763869-2-2 | 6771 | 001000020030 | N | N | DAS Antenna, Fiberglass 763-869MHz,2.1dBi | NULL |  | S | 11
BDA-FA-806869-2-1 | 6859 | 001000020030 | N | N | DAS Antenna, Fiberglass 806-869MHz , 2.1 dBi | NULL |  | S | 11
BDA-FBP7S-03 | 7581 | 00100114 | N | N | NOTCH FILTER, PS800, 806-809 & 851-854MHz & PS700 | NULL |  | S | 11
BDA-FBP7S-10 | 6775 | 00100114 | N | N | NOTCH FILTER, PS800, 806-816 & 851-861MHz & PS700 | NULL |  | S | 11
BDA-FBPS-03 | 7518 | 00100114 | N | N | NOTCH FILTER, PS800, 806-809 & 851-854MHz, 3MHz BW | NULL |  | S | 11
BDA-FBPS-10 | 7560 | 00100114 | N | N | NOTCH FILTER, PS800, 806-816 & 851-861MHz, 10MHz BW | NULL |  | S | 11
BDA-GNDKIT1 | 6477 | 001000020031 | N | N | Coaxial Cable Grounding Kit | NULL |  | S | 11
BDA-HC3-L2 | 6849 | 001000020006 | N | N | 3dB HYBRID COUPLER. 136 - 870 MHz. N(f), 200W | NULL |  | S | 11
BDA-HC3-W2 | 6850 | 001000020006 | N | N | 3dB HYBRID COUPLER. 700 - 2700 MHz. N(f), 300W | NULL |  | S | 11
BDA-LD-05 | 6773 | 001000020031 | N | N | TERMIATION LOADS - 5W, 50 ohms, N(m) | NULL |  | S | 11
BDA-LD-50 | 6411 | 001000020031 | N | N | TERMINATION LOADS - 50W, 50 ohms, N(M) | NULL |  | S | 11
BDA-LIC-727A-D27A | 6362 | 001000010037014801490150 | Y | N | CONFIGURATION UPGRADE (For units shipped before Oct 2022) Digital 700/800 BDA FAMILY. From PS700, +27dBm, Class A to PS700&PS800, +27dBm, Class A | BDA-LIC-727A-D27A |  | Y | 10
BDA-LIC-727A-D33A | 6363 | 001000010037014801490150 | Y | N | CONFIGURATION UPGRADE (For units shipped before Oct 2022) Digital 700/800 BDA FAMILY. From PS700, +27dBm, Class A to PS700&PS800, +33dBm, Class A | BDA-LIC-727A-D33A |  | Y | 10
BDA-LIC-733A-D33A | 6364 | 001000010037014801490150 | Y | N | CONFIGURATION UPGRADE (For units shipped before Oct 2022) Digital 700/800 BDA FAMILY. From PS700, +33dBm, Class A to PS700&PS800, +33dBm, Class A | BDA-LIC-733A-D33A |  | Y | 10
BDA-LIC-733B-D33A | 6366 | 001000010037014801490150 | Y | N | CONFIGURATION UPGRADE (For units shipped before Oct 2022) Digital 700/800 BDA FAMILY. From PS700, +33dBm, Class B to PS700&PS800, +33dBm, Class A | BDA-LIC-733B-D33A |  | Y | 10
BDA-LIC-733B-D33B | 6367 | 001000010037014801490150 | Y | N | CONFIGURATION UPGRADE (For units shipped before Oct 2022) Digital 700/800 BDA FAMILY. From PS700, +33dBm, Class B to PS700&PS800, +33dBm, Class B | BDA-LIC-733B-D33B |  | Y | 10
BDA-LIC-D27A-D33A | 6368 | 001000010037014801490150 | Y | N | CONFIGURATION UPGRADE Digital 700/800 BDA FAMILY. From PS700&PS800, +27dBm, Class A to PS700&PS800, +33dBm, Class A | BDA-LIC-D27A-D33A |  | Y | 10
BDA-LIC-D27B-D27A | 6369 | 001000010037014801490150 | Y | N | CONFIGURATION UPGRADE Digital 700/800 BDA FAMILY. From PS700&PS800, +27dBm, Class B to PS700&PS800, +27dBm, Class A | BDA-LIC-D27B-D27A |  | Y | 10
BDA-LIC-D27B-D33A | 6370 | 001000010037014801490150 | Y | N | CONFIGURATION UPGRADE Digital 700/800 BDA FAMILY. From PS700&PS800, +27dBm, Class B to PS700&PS800, +33dBm, Class A | BDA-LIC-D27B-D33A |  | Y | 10
BDA-LIC-D27B-D33B | 6371 | 001000010037014801490150 | Y | N | CONFIGURATION UPGRADE Digital 700/800 BDA FAMILY. From PS700&PS800, +27dBm, Class B to PS700&PS800, +33dBm, Class B | BDA-LIC-D27B-D33B |  | Y | 10
BDA-LIC-D33B-D33A | 6374 | 001000010037014801490150 | Y | N | CONFIGURATION UPGRADE Digital 700/800 BDA FAMILY. From PS700&PS800, +33dBm, Class B to PS700&PS800, +33dBm, Class A | BDA-LIC-D33B-D33A |  | Y | 10
BDA-LIC-S27A-D27A | 6375 | 001000010037014801490150 | Y | N | CONFIGURATION UPGRADE (For units shipped before Oct 2022) Digital 700/800 BDA FAMILY. From PS800, +27dBm, Class A to PS700&PS800, +27dBm, Class A | BDA-LIC-S27A-D27A |  | Y | 10
BDA-LIC-S27A-D33A | 6376 | 001000010037014801490150 | Y | N | CONFIGURATION UPGRADE (For units shipped before Oct 2022) Digital 700/800 BDA FAMILY. From PS800, +27dBm, Class A to PS700&PS800, +33dBm, Class A | BDA-LIC-S27A-D33A |  | Y | 10
BDA-LIC-S33A-D33A | 6378 | 001000010037014801490150 | Y | N | CONFIGURATION UPGRADE (For units shipped before Oct 2022) Digital 700/800 BDA FAMILY. From PS800, +33dBm, Class A to PS700&PS800, +33dBm, Class A | BDA-LIC-S33A-D33A |  | Y | 10
BDA-LIC-S33B-D33A | 6379 | 001000010037014801490150 | Y | N | CONFIGURATION UPGRADE (For units shipped before Oct 2022) Digital 700/800 BDA FAMILY. From PS800, +33dBm, Class B to PS700&PS800, +33dBm, Class A | BDA-LIC-S33B-D33A |  | Y | 10
BDA-LIC-S33B-D33B | 6380 | 001000010037014801490150 | Y | N | CONFIGURATION UPGRADE (For units shipped before Oct 2022) Digital 700/800 BDA FAMILY. From PS800, +33dBm, Class B to PS700&PS800, +33dBm, Class B | BDA-LIC-S33B-D33B |  | Y | 10
BDA-MBC-312 | 6671 | 001000020032 | N | N | MULTIBAND COMBINER. VHF + UHF + PS700/800MHz, 50W per band, N(f) connectors. | NULL |  | S | 11
BDA-MRAP6012J50RD1 | 6897 | 00100114 | N | N | Trilogy MR-AP6012J50-RD,1 ft, Metal Raceway, 1/2" Red Plenum, 50 Ohm, corrugated (6GHz), Jacketed CMP, Conforms to NFPA-262, UL-444, Canadian CSA 22.2/FT6 | NULL |  | S | 11
BDA-NATTEN-0503 | 6809 | 001000020031 | N | N | ATTENUATOR, 5W, 5dB, N TYPE CONNECTORS. Previous: AT-0503 | NULL |  | S | 11
BDA-NATTEN-0505 | 6747 | 001000020031 | N | N | ATTENUATOR, 5W, 5dB, N TYPE CONNECTORS | NULL |  | S | 11
BDA-NATTEN-0510 | 6399 | 001000020031 | N | N | ATTENUATOR, 5W, 10dB, N TYPE CONNECTORS | NULL |  | S | 11
BDA-NATTEN-0515 | 6475 | 001000020031 | N | N | ATTENUATOR, 5W, 15dB, N TYPE CONNECTORS | NULL |  | S | 11
BDA-NATTEN-0520 | 6731 | 001000020031 | N | N | ATTENUATOR, 5W, 20dB, N TYPE CONNECTORS | NULL |  | S | 11
BDA-NATTEN-0530 | 6634 | 001000020031 | N | N | ATTENUATOR, 5W, 30dB, N TYPE CONNECTORS | NULL |  | S | 11
BDA-NATTEN-5003 | 7726 | 001000020031 | N | N | ATTENUATOR, 50W, 3dB, N TYPE CONNECTORS | NULL |  | S | 11
BDA-NATTEN-5005 | 7727 | 001000020031 | N | N | ATTENUATOR, 50W, 5dB, N TYPE CONNECTORS | NULL |  | S | 11
BDA-NATTEN-5010 | 7728 | 001000020031 | N | N | ATTENUATOR, 50W, 10dB, N TYPE CONNECTORS | NULL |  | S | 11
BDA-NATTEN-5015 | 7729 | 001000020031 | N | N | ATTENUATOR, 50W, 15dB, N TYPE CONNECTORS | NULL |  | S | 11
BDA-NATTEN-5020 | 7730 | 001000020031 | N | N | ATTENUATOR, 50W, 20dB, N TYPE CONNECTORS | NULL |  | S | 11
BDA-NATTEN-5030 | 7731 | 001000020031 | N | N | ATTENUATOR, 50W, 30dB, N TYPE CONNECTORS | NULL |  | S | 11
BDA-NFP01250 | 6900 | 001000020031 | N | N | Trilogy NFP01250, N Female, Plenum & In-Conduit for 1/2" Cable | NULL |  | S | 11
BDA-NFST-NFST | 6407 | 001000020031 | N | N | Straight N Female to N Female Adapter | NULL |  | S | 11
BDA-NMP01250 | 6763 | 001000020031 | N | N | Trilogy NMP01250, N Male, Plenum & In-Conduit for 1/2” Cable | NULL |  | S | 11
BDA-NMRA-NFRA | 6497 | 001000020031 | N | N | Right Angle N Male to N Female Adapter | NULL |  | S | 11
BDA-NM-RG58-05-NM | 6807 | 001000020031 | N | N | Coaxial Cable Jumper NM-NM RG58, 18" long | NULL |  | S | 11
BDA-NM-RG58-10-NM | 6618 | 001000020031 | N | N | Coaxial Cable Jumper NM-NM RG58, 37" long | NULL |  | S | 11
BDA-NM-RG58-12-NF | 6387 | 001000020031 | N | N | Coaxial Cable Jumper NM-NF RG58, 48" long | NULL |  | S | 11
BDA-NM-RG8-08-NM | 6495 | 001000020031 | N | N | Coaxial Cable Jumper NM-NM Flexible RG8, 24" long, For Donor Antenna | NULL |  | S | 11
BDA-NM-RG8-13-NM | 6485 | 001000020031 | N | N | Coaxial Cable Jumper NM-NM 1/4" Superflex, Outdoor UV, 48" long | NULL |  | S | 11
BDA-NM-RN4P-03-NM | 6487 | 001000020031 | N | N | Coaxial Cable Jumper NM-NM Plenum, UL Listed Red Cable, 10" long | NULL |  | S | 11
BDA-NM-RN4P-05-NM | 6854 | 001000020031 | N | N | Coaxial Cable Jumper NM-NM Plenum, UL Listed Red Cable, 18" long | NULL |  | S | 11
BDA-NM-RN4P-10-NM | 6855 | 001000020031 | N | N | Coaxial Cable Jumper NM-NM Plenum, UL Listed Red Cable, 37" long | NULL |  | S | 11
BDA-OIA-1301000-2 | 6856 | 001000020030 | N | N | Omni indoor 130-1000MHz 2.3dBi | NULL |  | S | 11
BDA-OIA-136174-2-1 | 6681 | 001000020030 | N | N | Omni indoor136-174MHz 2dBi | NULL |  | S | 11
BDA-OIA-350600-2-1 | 6721 | 001000020030 | N | N | Omni indoor 350-600MHz 2dBi | NULL |  | S | 11
BDA-OIA-3851-6996 | 6759 | 001000020030 | N | N | Omni indoor 380-512 / 698-960MHz 2dBi/3dBi | NULL |  | S | 11
BDA-OIA-698869-3-1 | 6479 | 001000020030 | N | N | Omni indoor 698-869MHz 3dBi | NULL |  | S | 11
BDA-OP416 | 6874 | 00100114 | N | N | Dual Battery Power Pack and Charger Kit - IBflex (Includes 2 batteries) | NULL |  | S | 11
BDA-OP429 | 6875 | 00100114 | N | N | Spare Battery - IBflex | NULL |  | S | 11
BDA-OP712 | 8518 | 00100114 | N | N | Model BPSG 6, CW and Programmable Sweep Transmitter Kit, 23.5 MHz to 6 GHz, 1 Port | NULL |  | S | 11
BDA-OPS126-X | 6873 | 00100114 | N | N | SeeHawk Touch Annual Maintenance Software Support for Permanent License (Each) | NULL |  | S | 11
BDA-OPS137 | 6881 | 00100114 | N | N | Full calibration, iBflex Receiver (2 year calibration). Requires completing PCTEL RMA - https://www.pctel.com/support/product-returns-rma/ | NULL |  | S | 11
BDA-OPS137-2D | 6882 | 00100114 | N | N | Full calibration, iBflex Receiver with 2-day factory turnaround (2 year calibration) Requires completing PCTEL RMA - https://www.pctel.com/support/product-returns-rma/ | NULL |  | S | 11
BDA-OPT005-1 | 6872 | 00100114 | N | N | Virtual Certification Training for SeeHawk Touch Public Safety Package - 1/2 day Web Based - Additional Seat/Person | NULL |  | S | 11
BDA-OPT005-C | 6871 | 00100114 | N | N | Virtual Certification Training for SeeHawk Touch Public Safety Package - 1/2 day Web Based for up to 5 persons for 1 customer | NULL |  | S | 11
BDA-P8AX09-6G-N/FF | 6489 | 001000020031 | N | N | Coaxial surge protector, UL listed | NULL |  | S | 11
BDA-PCT012-2 | 6765 | 001000020031 | N | N | Trilogy PCT012-2, Power Plenum Strip Tool for 1/2" for Non-Radiating, Plenum, and In-Conduit Cable | NULL |  | S | 11
BDA-PIA-380869-4-1 | 6673 | 001000020030 | N | N | Directional Panel indoor 380-869MHz, 3 dBi | NULL |  | S | 11
BDA-PIA-450512-4-1 | 6857 | 001000020030 | N | N | Directional Panel indoor 450-512MHz, 4 dBi | NULL |  | S | 11
A7S27B-MTHR | 2108 | 001000010107 | Y | Y | BASE ANALOG SIGNAL BOOSTER. PS 800 + 700 MHz + FirstNet, Dual Band +27dBm per band, 1 full band per band, NFPA, AC&DC. | A7S27B-MTHR |  | Y | 1
BDA-PIA-763869-6-1 | 6431 | 001000020030 | N | N | Directional Panel indoor 763-869MHz, 6 dBi | NULL |  | S | 11
BDA-PS2-L2 | 6549 | 001000020010 | N | N | POWER SPLITTERS, HIGH POWER, BROADBAND. 136-870 MHz. Broadband power splitter, 2 way, 100W as splitter, N(f) | NULL |  | S | 11
BDA-PS2-W2 | 6481 | 001000020010 | N | N | POWER SPLITTERS, HIGH POWER, BROADBAND. 698-2700 MHz. Broadband power splitter, 2 way, 50W as splitter, N(f) | NULL |  | S | 11
BDA-PS3-L2 | 6605 | 001000020010 | N | N | POWER SPLITTERS, HIGH POWER, BROADBAND. 136-870 MHz. Broadband power splitter, 3 way, 100W as splitter, N(f) | NULL |  | S | 11
BDA-PS3-W2 | 6851 | 001000020010 | N | N | POWER SPLITTERS, HIGH POWER, BROADBAND. 698-2700 MHz. Broadband power splitter, 3 way, 50W as splitter, N(f) | NULL |  | S | 11
BDA-PS4-L2 | 6853 | 001000020010 | N | N | POWER SPLITTERS, HIGH POWER, BROADBAND. 136-870 MHz. Broadband power splitter, 4 way, 100W as splitter, N(f) | NULL |  | S | 11
BDA-PS4-W2 | 6852 | 001000020010 | N | N | POWER SPLITTERS, HIGH POWER, BROADBAND. 698-2700 MHz. Broadband power splitter, 4 way, 50W as splitter, N(f) | NULL |  | S | 11
BDA-PSL2-W2 | 6793 | 001000020010 | N | N | BROADBAND LOW POWER SPLITTER. 50 - 960 MHz. 2 way, low power, N(f). Previous: DRS2-2 | NULL |  | S | 11
BDA-PSL4-W2 | 7732 | 001000020010 | N | N | BROADBAND LOW POWER SPLITTER. 50 - 960 MHz. 4 way, low power, N(f). Previous: DRS3-2 | NULL |  | S | 11
BDA-PSL8-W2 | 7733 | 001000020010 | N | N | BROADBAND LOW POWER SPLITTER. 50 - 960 MHz. 8 way, low power, N(f). Previous: DRS4-2 | NULL |  | S | 11
BDA-SW056-X | 6876 | 00100114 | N | N | SeeHawk Touch SW Outdoor Option with Permanent License (Supports 2G-5G and Critical Communications Technologies) | NULL |  | S | 11
BDA-SW064-X | 6615 | 00100114 | N | N | SeeHawk Reports with SeeHawk Collect Playback and Maps Option with Permanent License. Supports generating Reports and Playback for data collected using SeeHawk Collect or SeeHawk Touch. Does not support Data collection. | NULL |  | S | 11
BDA-TP10-L2 | 8166 | 00100114 | N | N | RF TAPPER. 136-960 MHz, 10dB, 300W | NULL |  | S | 11
BDA-TP13-L2 | 8713 | 00100114 | N | N | RF TAPPER. 136-960 MHz, 13dB, 300W | NULL |  | S | 11
BDA-TP15-L2 | 8156 | 00100114 | N | N | RF TAPPER. 136-960 MHz, 15dB, 300W | NULL |  | S | 11
BDA-TP20-L2 | 8160 | 00100114 | N | N | RF TAPPER. 136-960 MHz, 20dB, 300W | NULL |  | S | 11
BDA-TP30-L2 | 8164 | 00100114 | N | N | RF TAPPER. 136-960 MHz, 30dB, 300W | NULL |  | S | 11
BDA-TP3-L2 | 8715 | 00100114 | N | N | RF TAPPER. 136-960 MHz, 3dB, 300W | NULL |  | S | 11
BDA-TP6-L2 | 8158 | 00100114 | N | N | RF TAPPER. 136-960 MHz, 6dB, 300W | NULL |  | S | 11
BDA-TP7-L2 | 8162 | 00100114 | N | N | RF TAPPER. 136-960 MHz, 7dB, 300W | NULL |  | S | 11
BDA-TRN-CRT-PS-VCC | 6889 | 00100114 | N | N | TRN-CRTF-PS-VCC,iBwave Public Safety Virtual Classroom Online Certification,3-day training | NULL |  | S | 11
BDA-WPK-ATBC40_01 | 6491 | 001000020031 | N | N | Weatherproofing Silicone Coldshrink for EOL Assembly, 9.8"L | NULL |  | S | 11
BDA-YDA150160-7-1 | 6551 | 001000020030 | N | N | Donor Antenna, Yagi Directional 150-160MHz, 7 dBi | NULL |  | S | 11
BDA-YDA155165-7-1 | 6861 | 001000020030 | N | N | Donor Antenna, Yagi Directional 155-165MHz, 7 dBi | NULL |  | S | 11
BDA-YDA165175-7-1 | 6862 | 001000020030 | N | N | Donor Antenna, Yagi Directional 165-175MHz, 7 dBi | NULL |  | S | 11
BDA-YDA450470-9-1 | 6675 | 001000020030 | N | N | Donor Antenna, Yagi Directional 450-470MHz 10 dBi | NULL |  | S | 11
BDA-YDA470490-9-1 | 6723 | 001000020030 | N | N | Donor Antenna, Yagi Directional 470-490MHz 10 dBi | NULL |  | S | 11
BDA-YDA490512-9-1 | 6863 | 001000020030 | N | N | Donor Antenna, Yagi Directional 490-512MHz 10 dBi | NULL |  | S | 11
BDA-YDA763869-14-1 | 1842 | 001000020030 | N | N | Donor Antenna, Yagi Directional 763-869MHz, 14 dBi | NULL |  | S | 11
BDA-YDA763869-9-1 | 6864 | 001000020030 | N | N | Donor Antenna, Yagi Directional 763-869MHz, 10 dBi | NULL |  | S | 11
BTTY-100 | 1239 | 00100001003700410117 | Y | Y | FLEX BBU - Battery Backup Unit | BTTY-100 |  | Y | 1
BTTY-200 | 8171 | 00100001003700410118 | Y | Y | FLEX HP BBU - High Power Battery Backup Unit | BTTY-200 |  | Y | 1
DH13-A-L1-BA | 6279 | 0010000100370039004400660134 | Y | Y | MOTHER BACK SHEET UHF 380-400MHZ BDA L1 AC | DH13-A-L1-BA |  | Y | 1
DH13-A-L2-BA | 6359 | 0010000100370039004400660134 | Y | Y | MOTHER BACK SHEET UHF 406-439MHZ BDA L2 AC | DH13-A-L2-BA |  | Y | 1
DH13-D-L1-BA | 6358 | 0010000100370039004400660134 | Y | Y | MOTHER BACK SHEET UHF 380-400MHZ BDA L1 DC | DH13-D-L1-BA |  | Y | 1
DH13-D-L2-BA | 6360 | 0010000100370039004400660134 | Y | Y | MOTHER BACK SHEET UHF 406-439MHZ BDA L2 DC | DH13-D-L2-BA |  | Y | 1
DH13-DRMA-L1 | 8543 | 001000010037004000480050005801250141 | Y | Y | MOTHER UHF 380-439MHZ MASTER RM L1 | DH13-DRMA-L1 |  | Y | 1
DH13-DRMA-L2 | 6281 | 00100001003700400048005000580111 | Y | Y | UHF 410-430MHZ MASTER RACKMOUNT, DIRECT - CLONE: DH147S-D-RMA | DH13-DRMA-L2 |  | Y | 1
DH13-MA-L1 | 8669 | 001000010037004000480050005600800140 | Y | Y | MOTHER UHF 380-400MHZ MASTER L1 | DH13-MA-L1 |  | Y | 1
DH13-MA-L1-BA | 6357 | 001000010037004000480050005600800140 | Y | Y | MOTHER BACK SHEET UHF 380-400MHZ MASTER L1 | DH13-MA-L1-BA |  | Y | 1
DH13-MA-L2 | 8668 | 001000010037004000480050005600800140 | Y | Y | MOTHER UHF 406-439MHZ MASTER L2 | DH13-MA-L2 |  | Y | 1
DH13-MA-L2-BA | 8535 | 001000010037004000480050005600800140 | Y | Y | MOTHER BACK SHEET UHF 406-439MHZ MASTER L2 | DH13-MA-L2-BA |  | Y | 1
HONBDA-A-VU322L | 4801 | 001000010037003900440064 | Y | N | DIGITAL SIGNAL BOOSTER DUAL BAND. VHF 136-174MHz & UHF 450-470MHz. VHF: +24dBm, UHF: +30dBm, 32filters + 2 Adj sub band per Band, NFPA, AC & DC, VHF: 3.5MHz BW Internal Duplexer, UHF: DUAL SUB BAND, Each Band 2MHz BW, internal Duplexer ,UL2524 2nd Edition Listed FIPLEX BY HONEYWELL Digital BDA | DH14EA-BA | DH14EA-AVU-352020 | Y | 10
DH147SCA-M | 1402 | 0010000100370040004800500058 | Y | Y | BASE FLEX DAS. PUBLIC SAFETY CENTRIC DAS MASTER. VHF + UHF, Cabinet C / PS700 + FIRSTNET + PS800. | DH147SCA-M |  | Y | 1
HONBDA-A-VUN2L | 4822 | 001000010037003900440064 | Y | N | DIGITAL SIGNAL BOOSTER DUAL BAND. VHF 136-174MHz & UHF 450-470MHz. VHF: +24dBm, UHF: +30dBm, 32filters + 2 Adj sub band per Band, NFPA, AC & DC, VHF: No Internal Duplexer, UHF: 2MHz BW Internal Duplexer,UL2524 2nd Edition Listed FIPLEX BY HONEYWELL Digital BDA | DH14EA-BA | DH14EA-AVU-ND20 | Y | 10
DH147S-RMA-MTHR | 1471 | 0010000100370040004800500058 | Y | Y | BASE FLEX DAS. PUBLIC SAFETY CENTRIC DAS MASTER. VHF + UHF, Rack Mount / PS700 + FIRSTNET + PS800. | DH147S-RMA-MTHR |  | Y | 1
DH14CA | 611 | 001000010037003900440064 | Y | Y | BASE DIGITAL SIGNAL BOOSTER. PS 136-174MHz & 450-512MHz, C cabinet. | DH14CA |  | Y | 1
HONBDA-A-VUN22L | 4825 | 001000010037003900440064 | Y | N | DIGITAL SIGNAL BOOSTER DUAL BAND. VHF 136-174MHz & UHF 450-470MHz. VHF: +24dBm, UHF: +30dBm, 32filters + 2 Adj sub band per Band, NFPA, AC & DC, VHF: No Internal Duplexer, UHF: DUAL SUB BAND, Each Band 2MHz BW, internal Duplexer,UL2524 2nd Edition Listed FIPLEX BY HONEYWELL Digital BDA | DH14EA-BA | DH14EA-AVU-ND2020 | Y | 10
DH14EA | 612 | 001000010037003900440064 | Y | Y | BASE DIGITAL SIGNAL BOOSTER. PS 136-174MHz & 450-512MHz, E cabinet. | DH14EA |  | Y | 1
HONBDA-A-VUT2NL | 4827 | 001000010037003900440064 | Y | N | DIGITAL SIGNAL BOOSTER DUAL BAND. VHF 136-174MHz & UHF 450-512MHz. VHF: +24dBm, UHF: +30dBm, 32filters + 2 Adj sub band per Band, NFPA, AC & DC, VHF: 2MHz BW Internal Duplexer, UHF: No Internal Duplexer,UL2524 2nd Edition Listed FIPLEX BY HONEYWELL Digital BDA | DH14EA-BA | DH14EA-AVUT-20ND | Y | 10
DH14EA-37 | 1400 | 001000010037003900440064 | Y | Y | BASE DIGITAL SIGNAL BOOSTER HP. PS 136-174MHz & 450-512MHz, +30dBm / +37dBm, E cabinet, AC. | DH14EA-37 |  | Y | 1
DH14EA-3737 | 2104 | 001000010037003900440064 | Y | Y | BASE DIGITAL SIGNAL BOOSTER HP. PS 136-174MHz & 450-512MHz, +37dBm / +37dBm, E cabinet, AC. | DH14EA-3737 |  | Y | 1
HONBDA-A-VT31L | 4852 | 001000010037003900440064 | Y | N | DIGITAL SIGNAL BOOSTER DUAL BAND. VHF 136-174MHz & UHF 470-512MHz. VHF: +24dBm, UHF: +30dBm, 32filters + 2 Adj sub band per Band, NFPA, AC & DC, VHF: 3.5MHz BW Internal Duplexer, UHF: 1.5MHz BW Internal Duplexer ,UL2524 2nd Edition Listed FIPLEX BY HONEYWELL Digital BDA | DH14EA-BA | DH14EA-AVT-3515 | Y | 10
HONBDA-A-VT32L | 4853 | 001000010037003900440064 | Y | N | DIGITAL SIGNAL BOOSTER DUAL BAND. VHF 136-174MHz & UHF 470-512MHz. VHF: +24dBm, UHF: +30dBm, 32filters + 2 Adj sub band per Band, NFPA, AC & DC, VHF: 3.5MHz BW Internal Duplexer, UHF: 2MHz BW Internal Duplexer ,UL2524 2nd Edition Listed FIPLEX BY HONEYWELL Digital BDA | DH14EA-BA | DH14EA-AVT-3520 | Y | 10
DH14EA-37-U | 1566 | 001000010037003900440066 | Y | Y | BASE DIGITAL SIGNAL BOOSTER HP. PS 136-174MHz & 450-512MHz, +30dBm / +37dBm, E cabinet, AC. | DH14EA-37-U | DH14EA-37 | Y | 1
DH14EA-BA | 8448 | 001000010037003900440064 | Y | Y | BASE DIGITAL SIGNAL BOOSTER. PS 136-174MHz & 450-512MHz, E cabinet. | DH14EA-BA |  | Y | 1
HONBDA-A-VUN2H | 4871 | 001000010037003900440064 | Y | N | DIGITAL SIGNAL BOOSTER DUAL BAND. VHF 136-174MHz & UHF 450-470MHz. VHF: +30dBm, UHF: +37dBm, 32filters + 2 Adj sub band per Band, NFPA, AC, VHF: No Internal Duplexer, UHF: 2MHz BW Internal Duplexer ,UL2524 2nd Edition Listed FIPLEX BY HONEYWELL Digital BDA | DH14EA-37 | DH14EA-AVU-ND20-3037 | Y | 10
DH14EA-M | 1403 | 00100001003700400048005000560079 | Y | Y | BASE FLEX DAS. PUBLIC SAFETY CENTRIC DAS MASTER. VHF + UHF, Cabinet E | DH14EA-M |  | Y | 1
HONBDA-A-VUN5H | 4873 | 001000010037003900440064 | Y | N | DIGITAL SIGNAL BOOSTER DUAL BAND. VHF 136-174MHz & UHF 450-470MHz. VHF: +30dBm, UHF: +37dBm, 32filters + 2 Adj sub band per Band, NFPA, AC, VHF: No Internal Duplexer, UHF: 5MHz BW Internal Duplexer ,UL2524 2nd Edition Listed FIPLEX BY HONEYWELL Digital BDA | DH14EA-37 | DH14EA-AVU-ND50-3037 | Y | 10
DH14-E-A-U | 8426 | 001000010037003900440108 | Y | Y | MOTHER UHF 450-470 MHz,4W,5MHz,ND,AC | DH14-E-A-U |  | Y | 1
DH14EA-V37 | 4672 | 001000010037003900440064 | Y | Y | BASE DIGITAL SIGNAL BOOSTER HP. PS 136-174MHz, +30dBm / +37dBm, E cabinet, AC. | DH14EA-V37 | DH14EA-37 | Y | 1
HONBDA-A-VUT2NH | 4876 | 001000010037003900440064 | Y | N | DIGITAL SIGNAL BOOSTER DUAL BAND. VHF 136-174MHz & UHF 450-512MHz. VHF: +30dBm, UHF: +37dBm, 32filters + 2 Adj sub band per Band, NFPA, AC, VHF: 2MHz BW Internal Duplexer, UHF: No Internal Duplexer ,UL2524 2nd Edition Listed FIPLEX BY HONEYWELL Digital BDA | DH14EA-37 | DH14EA-AVUT-20ND-3037 | Y | 10
DH14ED-37 | 1401 | 001000010037003900440064 | Y | Y | BASE DIGITAL SIGNAL BOOSTER HP. PS 136-174MHz & 450-512MHz, +30 / +37dBm, E cabinet, DC. | DH14ED-37 |  | Y | 1
HONBDA-A-VU32H | 4884 | 001000010037003900440064 | Y | N | DIGITAL SIGNAL BOOSTER DUAL BAND. VHF 136-174MHz & UHF 450-470MHz. VHF: +30dBm, UHF: +37dBm, 32filters + 2 Adj sub band per Band, NFPA, AC, VHF: 3.5MHz BW Internal Duplexer, UHF: 2MHz BW Internal Duplexer ,UL2524 2nd Edition Listed FIPLEX BY HONEYWELL Digital BDA | DH14EA-37 | DH14EA-AVU-3520-3037 | Y | 10
DH14ED-3737 | 2105 | 001000010037003900440064 | Y | Y | BASE DIGITAL SIGNAL BOOSTER HP. PS 136-174MHz & 450-512MHz, +37dBm / +37dBm, E cabinet, DC. | DH14ED-3737 |  | Y | 1
DH7S-A | 400 | 001000010037003900430045 | Y | Y | BASE DIGITAL SIGNAL BOOSTER. PS 800 + 700 MHz + FirstNet, Dual Band, AC. | DH7S-A |  | Y | 1
HONBDA-A-VU322H | 4887 | 001000010037003900440064 | Y | N | DIGITAL SIGNAL BOOSTER DUAL BAND. VHF 136-174MHz & UHF 450-470MHz. VHF: +30dBm, UHF: +37dBm, 32filters + 2 Adj sub band per Band, NFPA, AC, VHF: 3.5MHz BW Internal Duplexer, UHF: DUAL SUB BAND, Each Band 2MHz BW, internal Duplexer ,UL2524 2nd Edition Listed FIPLEX BY HONEYWELL Digital BDA | DH14EA-37 | DH14EA-AVU-352020-3037 | Y | 10
DH7S-A-37 | 1398 | 001000010037003900430045 | Y | Y | BASE DIGITAL SIGNAL BOOSTER HP. PS 800 + 700 MHz + FirstNet, +37dBm, Dual Band, AC. | DH7S-A-37 |  | Y | 1
DH7S-A-4 | 8437 | 001000010037003900430045 | Y | Y | BASE DIGITAL SIGNAL BOOSTER. PS 800 + 700 MHz + FirstNet, Dual Band, AC. | DH7S-A-4 |  | Y | 1
DH7S-A-EM4-MTHR | 2106 | 0010000100370040004900520054 | Y | Y | BASE FLEX DAS. ENTERPRISE DAS MASTER. 758-869MHz. PS700 + FIRSTNET + PS800, Dual Band, 32 Channles per band, 4 optical ports, AC | DH7S-A-EM4-MTHR |  | Y | 1
HONBDA-A-VTN1H | 4891 | 001000010037003900440064 | Y | N | DIGITAL SIGNAL BOOSTER DUAL BAND. VHF 136-174MHz & UHF 470-512MHz. VHF: +30dBm, UHF: +37dBm, 32filters + 2 Adj sub band per Band, NFPA, AC, VHF: No Internal Duplexer, UHF: 1.5MHz BW Internal Duplexer ,UL2524 2nd Edition Listed FIPLEX BY HONEYWELL Digital BDA | DH14EA-37 | DH14EA-AVT-ND15-3037 | Y | 10
HONBDA-A-VTN2H | 4892 | 001000010037003900440064 | Y | N | DIGITAL SIGNAL BOOSTER DUAL BAND. VHF 136-174MHz & UHF 470-512MHz. VHF: +30dBm, UHF: +37dBm, 32filters + 2 Adj sub band per Band, NFPA, AC, VHF: No Internal Duplexer, UHF: 2MHz BW Internal Duplexer ,UL2524 2nd Edition Listed FIPLEX BY HONEYWELL Digital BDA | DH14EA-37 | DH14EA-AVT-ND20-3037 | Y | 10
DH7S-A-MMS-N1 | 8414 | 0010000100370119012201230124 | Y | Y | MMS MOTHER NARROW 10MHz BW | DH7S-A-MMS-N1 |  | Y | 1
HONBDA-A-VTN02H | 4894 | 001000010037003900440064 | Y | N | DIGITAL SIGNAL BOOSTER DUAL BAND. VHF 136-174MHz & UHF 470-512MHz. VHF: +30dBm, UHF: +37dBm, 32filters + 2 Adj sub band per Band, NFPA, AC & DC, VHF: No Internal Duplexer, UHF: DUAL SUB BAND, Band #1: 0.7MHz BW, Band #2: 2.0MHz BW, internal Duplexer ,UL2524 2nd Edition Listed FIPLEX BY HONEYWELL Digital BDA | DH14EA-37 | DH14EA-AVT-ND0720-3037 | Y | 10
DH7S-A-MMS-N2 | 8415 | 0010000100370119012201230124 | Y | Y | MMS MOTHER NARROW 6MHz BW | DH7S-A-MMS-N2 |  | Y | 1
DH7S-A-MMS-W | 8411 | 0010000100370119012201230124 | Y | Y | MMS MOTHER WIDE 18MHz BW | DH7S-A-MMS-W |  | Y | 1
HONBDA-A-VT31H | 4903 | 001000010037003900440064 | Y | N | DIGITAL SIGNAL BOOSTER DUAL BAND. VHF 136-174MHz & UHF 470-512MHz. VHF: +30dBm, UHF: +37dBm, 32filters + 2 Adj sub band per Band, NFPA, AC, VHF: 3.5MHz BW Internal Duplexer, UHF: 1.5MHz BW Internal Duplexer ,UL2524 2nd Edition Listed FIPLEX BY HONEYWELL Digital BDA | DH14EA-37 | DH14EA-AVT-3515-3037 | Y | 10
DH7S-D | 401 | 001000010037003900430045 | Y | Y | BASE DIGITAL SIGNAL BOOSTER. PS 800 + 700 MHz + FirstNet, Dual Band, DC. | DH7S-D |  | Y | 1
HONBDA-A-VT311H | 4905 | 001000010037003900440064 | Y | N | DIGITAL SIGNAL BOOSTER DUAL BAND. VHF 136-174MHz & UHF 470-512MHz. VHF: +30dBm, UHF: +37dBm, 32filters + 2 Adj sub band per Band, NFPA, AC, VHF: 3.5MHz BW Internal Duplexer, UHF: DUAL SUB BAND, Each Band 1.5MHz BW, internal Duplexer ,UL2524 2nd Edition Listed FIPLEX BY HONEYWELL Digital BDA | DH14EA-37 | DH14EA-AVT-351515-3037 | Y | 10
DH7S-D-37 | 1399 | 001000010037003900430045 | Y | Y | BASE DIGITAL SIGNAL BOOSTER HP. PS 800 + 700 MHz + FirstNet, +37dBm, Dual Band, DC. | DH7S-D-37 |  | Y | 1
HONBDA-A-VUN5L | 5166 | 001000010037003900440064 | Y | N | DIGITAL SIGNAL BOOSTER DUAL BAND. VHF 136-174MHz & UHF 450-470MHz. VHF: +24dBm, UHF: +30dBm, 32filters + 2 Adj sub band per Band, NFPA, AC & DC, VHF: No Internal Duplexer, UHF: 5MHz BW Internal Duplexer,UL2524 2nd Edition Listed FIPLEX BY HONEYWELL Digital BDA | DH14EA-BA | DH14EA-AVU-ND50 | Y | 10
DH7S-D-4 | 8599 | 001000010037003900430045 | Y | Y | BASE DIGITAL SIGNAL BOOSTER. PS 800 + 700 MHz + FirstNet, Dual Band, DC. | DH7S-D-4 |  | Y | 1
HONBDA-A-VT311L | 5168 | 001000010037003900440064 | Y | N | DIGITAL SIGNAL BOOSTER DUAL BAND. VHF 136-174MHz & UHF 470-512MHz. VHF: +24dBm, UHF: +30dBm, 32filters + 2 Adj sub band per Band, NFPA, AC & DC, VHF: 3.5MHz BW Internal Duplexer, UHF: DUAL SUB BAND, Each Band 1.5MHz BW, internal Duplexer ,UL2524 2nd Edition Listed FIPLEX BY HONEYWELL Digital BDA | DH14EA-BA | DH14EA-AVT-351515 | Y | 10
HONBDA-A-VUN22H | 5170 | 001000010037003900440064 | Y | N | DIGITAL SIGNAL BOOSTER DUAL BAND. VHF 136-174MHz & UHF 450-470MHz. VHF: +30dBm, UHF: +37dBm, 32filters + 2 Adj sub band per Band, NFPA, AC, VHF: No Internal Duplexer, UHF: DUAL SUB BAND, Each Band 2MHz BW, internal Duplexer ,UL2524 2nd Edition Listed FIPLEX BY HONEYWELL Digital BDA | DH14EA-37 | DH14EA-AVU-ND2020-3037 | Y | 10
HONBDA-A-VU35H | 5171 | 001000010037003900440064 | Y | N | DIGITAL SIGNAL BOOSTER DUAL BAND. VHF 136-174MHz & UHF 450-470MHz. VHF: +30dBm, UHF: +37dBm, 32filters + 2 Adj sub band per Band, NFPA, AC, VHF: 3.5MHz BW Internal Duplexer, UHF: 5MHz BW Internal Duplexer ,UL2524 2nd Edition Listed FIPLEX BY HONEYWELL Digital BDA | DH14EA-37 | DH14EA-AVU-3550-3037 | Y | 10
HONBDA-A-VTN11H | 5172 | 001000010037003900440064 | Y | N | DIGITAL SIGNAL BOOSTER DUAL BAND. VHF 136-174MHz & UHF 470-512MHz. VHF: +30dBm, UHF: +37dBm, 32filters + 2 Adj sub band per Band, NFPA, AC, VHF: No Internal Duplexer, UHF: DUAL SUB BAND, Each Band 1.5MHz BW, internal Duplexer ,UL2524 2nd Edition Listed FIPLEX BY HONEYWELL Digital BDA | DH14EA-37 | DH14EA-AVT-ND1515-3037 | Y | 10
HONBDA-A-VT32H | 5173 | 001000010037003900440064 | Y | N | DIGITAL SIGNAL BOOSTER DUAL BAND. VHF 136-174MHz & UHF 470-512MHz. VHF: +30dBm, UHF: +37dBm, 32filters + 2 Adj sub band per Band, NFPA, AC, VHF: 3.5MHz BW Internal Duplexer, UHF: 2MHz BW Internal Duplexer ,UL2524 2nd Edition Listed FIPLEX BY HONEYWELL Digital BDA | DH14EA-37 | DH14EA-AVT-3520-3037 | Y | 10
DH7S-D-EM4-MTHR | 2107 | 0010000100370040004900520054 | Y | Y | BASE FLEX DAS. ENTERPRISE DAS MASTER. 758-869MHz. PS700 + FIRSTNET + PS800, Dual Band, 32 Channels per band, 4 optical ports, DC | DH7S-D-EM4-MTHR |  | Y | 1
HONBDA-A-VTN1L | 5667 | 001000010037003900440064 | Y | N | DIGITAL SIGNAL BOOSTER DUAL BAND. VHF 136-174MHz & UHF 470-512MHz. VHF: +24dBm, UHF: +30dBm, 32filters + 2 Adj sub band per Band, NFPA, AC & DC, VHF: No Internal Duplexer, UHF: 1.5MHz BW Internal Duplexer ,UL2524 2nd Edition Listed FIPLEX BY HONEYWELL Digital BDA | DH14EA-BA | DH14EA-AVT-ND15 | Y | 10
HONBDA-A-VTN2L | 5684 | 001000010037003900440064 | Y | N | DIGITAL SIGNAL BOOSTER DUAL BAND. VHF 136-174MHz & UHF 470-512MHz. VHF: +24dBm, UHF: +30dBm, 32filters + 2 Adj sub band per Band, NFPA, AC & DC, VHF: No Internal Duplexer, UHF: 2MHz BW Internal Duplexer ,UL2524 2nd Edition Listed FIPLEX BY HONEYWELL Digital BDA | DH14EA-BA | DH14EA-AVT-ND20 | Y | 10
HONBDA-A-VTN11L | 6100 | 001000010037003900440064 | Y | N | DIGITAL SIGNAL BOOSTER DUAL BAND. VHF 136-174MHz & UHF 470-512MHz. VHF: +24dBm, UHF: +30dBm, 32filters + 2 Adj sub band per Band, NFPA, AC & DC, VHF: No Internal Duplexer, UHF: DUAL SUB BAND, Each Band 1.5MHz BW, internal Duplexer ,UL2524 2nd Edition Listed FIPLEX BY HONEYWELL Digital BDA | DH14EA-BA | DH14EA-AVT-ND1515 | Y | 10
HONBDA-A-VTN02L | 6129 | 001000010037003900440064 | Y | N | DIGITAL SIGNAL BOOSTER DUAL BAND. VHF 136-174MHz & UHF 470-512MHz. VHF: +24dBm, UHF: +30dBm, 32filters + 2 Adj sub band per Band, NFPA, AC & DC, VHF: No Internal Duplexer, UHF: DUAL SUB BAND, Band #1: 0.7MHz BW, Band #2: 2.0MHz BW, internal Duplexer ,UL2524 2nd Edition Listed FIPLEX BY HONEYWELL Digital BDA | DH14EA-BA | DH14EA-AVT-ND0720 | Y | 10
FOMS-NMS-10 | 6630 | 00100114 | N | N | FOMS. Server HW provided. SW License up to 10 devices. Server HW not sold separately. | NULL |  | S | 11
FOMS-NMS-100 | 8137 | 00100114 | N | N | FOMS. Server HW provided. SW License up to 100 devices. Server HW not sold separately. | NULL |  | S | 11
FOMS-NMS-20 | 8748 | 00100114 | N | N | FOMS. Server HW provided. SW License up to 20 devices. Server HW not sold separately. | NULL |  | S | 11
HONBDA-A-VU32L | 6199 | 001000010037003900440064 | Y | N | DIGITAL SIGNAL BOOSTER DUAL BAND. VHF 136-174MHz & UHF 450-470MHz. VHF: +24dBm, UHF: +30dBm, 32filters + 2 Adj sub band per Band, NFPA, AC & DC, VHF: 3.5MHz BW Internal Duplexer, UHF: 2MHz BW Internal Duplexer ,UL2524 2nd Edition Listed FIPLEX BY HONEYWELL Digital BDA | DH14EA-BA | DH14EA-AVU-3520 | Y | 10
HONBDA-A-VU35L | 6231 | 001000010037003900440064 | Y | N | DIGITAL SIGNAL BOOSTER DUAL BAND. VHF 136-174MHz & UHF 450-470MHz. VHF: +24dBm, UHF: +30dBm, 32filters + 2 Adj sub band per Band, NFPA, AC & DC, VHF: 3.5MHz BW Internal Duplexer, UHF: 5MHz BW Internal Duplexer ,UL2524 2nd Edition Listed FIPLEX BY HONEYWELL Digital BDA | DH14EA-BA | DH14EA-AVU-3550 | Y | 10
HONBDA-A-VUN2DL | 6918 | 001000010037003900440064 | Y | N | DIGITAL SIGNAL BOOSTER DUAL BAND. VHF 136-174MHz & UHF 450-470MHz. VHF: +24dBm, UHF: +30dBm, 32filters + 2 Adj sub band per Band, NFPA, AC & DC, VHF: No Internal Duplexer, UHF: 2MHz BW Internal Duplexer, Donor Side only ,UL2524 2nd Edition Listed FIPLEX BY HONEYWELL BDA | DH14EA-BA |  | Y | 10
HONBDA-A-VUN4DL | 6919 | 001000010037003900440064 | Y | N | DIGITAL SIGNAL BOOSTER DUAL BAND. VHF 136-174MHz & UHF 450-470MHz. VHF: +24dBm, UHF: +30dBm, 32filters + 2 Adj sub band per Band, NFPA, AC & DC, VHF: No Internal Duplexer, UHF: 4MHz BW Internal Duplexer,Donor Side only ,UL2524 2nd Edition Listed FIPLEX BY HONEYWELL BDA | DH14EA-BA |  | Y | 10
HONBDA-A-VUN5DL | 6920 | 001000010037003900440064 | Y | N | DIGITAL SIGNAL BOOSTER DUAL BAND. VHF 136-174MHz & UHF 450-470MHz. VHF: +24dBm, UHF: +30dBm, 32filters + 2 Adj sub band per Band, NFPA, AC & DC, VHF: No Internal Duplexer, UHF: 5MHz BW Internal Duplexer,Donor Side only ,UL2524 2nd Edition Listed FIPLEX BY HONEYWELL BDA | DH14EA-BA |  | Y | 10
HONBDA-A-VUN04DL | 6921 | 001000010037003900440064 | Y | N | DIGITAL SIGNAL BOOSTER DUAL BAND. VHF 136-174MHz & UHF 450-470MHz. VHF: +24dBm, UHF: +30dBm, 32filters + 2 Adj sub band per Band, NFPA, AC & DC, VHF: No Internal Duplexer, UHF: DUAL SUB BAND, Band #1: 0.7MHz BW, Band #2: 4MHz BW, internal Duplexer,Donor ,UL2524 2nd Edition Listed FIPLEX BY HONEYWELL BDA | DH14EA-BA |  | Y | 10
HONBDA-A-VUN22DL | 6922 | 001000010037003900440064 | Y | N | DIGITAL SIGNAL BOOSTER DUAL BAND. VHF 136-174MHz & UHF 450-470MHz. VHF: +24dBm, UHF: +30dBm, 32filters + 2 Adj sub band per Band, NFPA, AC & DC, VHF: No Internal Duplexer, UHF: DUAL SUB BAND, Each Band 2MHz BW, internal Duplexer,Donor Side only ,UL2524 2nd Edition Listed FIPLEX BY HONEYWELL BDA | DH14EA-BA |  | Y | 10
HONBDA-A-VUNMDADL | 6923 | 001000010037003900440064 | Y | N | DIGITAL SIGNAL BOOSTER DUAL BAND. VHF 136-174MHz & UHF 450-470MHz. VHF: +24dBm, UHF: +30dBm, 32filters + 2 Adj sub band per Band, NFPA, AC & DC, VHF: No Internal Duplexer, UHF: 453-454/458-459 & 460-462/465-467MHz internal Duplexer,Donor Side only ,UL2524 2nd Edition Listed FIPLEX BY HONEYWELL BDA | DH14EA-BA |  | Y | 10
HONBDA-A-VUT2NDL | 6924 | 001000010037003900440064 | Y | N | DIGITAL SIGNAL BOOSTER DUAL BAND. VHF 136-174MHz & UHF 450-512MHz. VHF: +24dBm, UHF: +30dBm, 32filters + 2 Adj sub band per Band, NFPA, AC & DC, VHF: 2MHz BW Internal Duplexer, UHF: No Internal Duplexer,Donor Side only ,UL2524 2nd Edition Listed FIPLEX BY HONEYWELL BDA | DH14EA-BA |  | Y | 10
HONBDA-A-VUT3NDL | 6932 | 001000010037003900440064 | Y | N | DIGITAL SIGNAL BOOSTER DUAL BAND. VHF 136-174MHz & UHF 450-512MHz. VHF: +24dBm, UHF: +30dBm, 32filters + 2 Adj sub band per Band, NFPA, AC & DC, VHF: 3.5MHz BW Internal Duplexer, UHF: No Internal Duplexer,Donor Side only ,UL2524 2nd Edition Listed FIPLEX BY HONEYWELL BDA | DH14EA-BA |  | Y | 10
HONBDA-A-VU32DL | 6933 | 001000010037003900440064 | Y | N | DIGITAL SIGNAL BOOSTER DUAL BAND. VHF 136-174MHz & UHF 450-470MHz. VHF: +24dBm, UHF: +30dBm, 32filters + 2 Adj sub band per Band, NFPA, AC & DC, VHF: 3.5MHz BW Internal Duplexer, UHF: 2MHz BW Internal Duplexer,Donor Side only ,UL2524 2nd Edition Listed FIPLEX BY HONEYWELL BDA | DH14EA-BA |  | Y | 10
HONBDA-A-VU34DL | 6934 | 001000010037003900440064 | Y | N | DIGITAL SIGNAL BOOSTER DUAL BAND. VHF 136-174MHz & UHF 450-470MHz. VHF: +24dBm, UHF: +30dBm, 32filters + 2 Adj sub band per Band, NFPA, AC & DC, VHF: 3.5MHz BW Internal Duplexer, UHF: 4MHz BW Internal Duplexer,Donor Side only ,UL2524 2nd Edition Listed FIPLEX BY HONEYWELL BDA | DH14EA-BA |  | Y | 10
HONBDA-A-VU35DL | 6935 | 001000010037003900440064 | Y | N | DIGITAL SIGNAL BOOSTER DUAL BAND. VHF 136-174MHz & UHF 450-470MHz. VHF: +24dBm, UHF: +30dBm, 32filters + 2 Adj sub band per Band, NFPA, AC & DC, VHF: 3.5MHz BW Internal Duplexer, UHF: 5MHz BW Internal Duplexer,Donor Side only ,UL2524 2nd Edition Listed FIPLEX BY HONEYWELL BDA | DH14EA-BA |  | Y | 10
HONBDA-A-VU304DL | 6936 | 001000010037003900440064 | Y | N | DIGITAL SIGNAL BOOSTER DUAL BAND. VHF 136-174MHz & UHF 450-470MHz. VHF: +24dBm, UHF: +30dBm, 32filters + 2 Adj sub band per Band, NFPA, AC & DC, VHF: 3.5MHz BW Internal Duplexer, UHF: DUAL SUB BAND, Band #1: 0.7MHz BW, Band #2: 4MHz BW, internal Duplexer ,UL2524 2nd Edition Listed FIPLEX BY HONEYWELL BDA | DH14EA-BA |  | Y | 10
HONBDA-A-VU322DL | 6937 | 001000010037003900440064 | Y | N | DIGITAL SIGNAL BOOSTER DUAL BAND. VHF 136-174MHz & UHF 450-470MHz. VHF: +24dBm, UHF: +30dBm, 32filters + 2 Adj sub band per Band, NFPA, AC & DC, VHF: 3.5MHz BW Internal Duplexer, UHF: DUAL SUB BAND, Each Band 2MHz BW, internal Duplexer,Donor Side only ,UL2524 2nd Edition Listed FIPLEX BY HONEYWELL BDA | DH14EA-BA |  | Y | 10
HONBDA-A-VU3MDADL | 6938 | 001000010037003900440064 | Y | N | DIGITAL SIGNAL BOOSTER DUAL BAND. VHF 136-174MHz & UHF 450-470MHz. VHF: +24dBm, UHF: +30dBm, 32filters + 2 Adj sub band per Band, NFPA, AC & DC, VHF: 3.5MHz BW Internal Duplexer, UHF: 453-454/458-459 & 460-462/465-467MHz internal Duplexer,Donor Side only ,UL2524 2nd Edition Listed FIPLEX BY HONEYWELL BDA | DH14EA-BA |  | Y | 10
HONBDA-A-VUN2SL | 6939 | 001000010037003900440064 | Y | N | DIGITAL SIGNAL BOOSTER DUAL BAND. VHF 136-174MHz & UHF 450-470MHz. VHF: +24dBm, UHF: +30dBm, 32filters + 2 Adj sub band per Band, NFPA, AC & DC, VHF: No Internal Duplexer, UHF: 2MHz BW Internal Duplexer,Serving Side only ,UL2524 2nd Edition Listed FIPLEX BY HONEYWELL BDA | DH14EA-BA |  | Y | 10
HONBDA-A-VUN4SL | 6940 | 001000010037003900440064 | Y | N | DIGITAL SIGNAL BOOSTER DUAL BAND. VHF 136-174MHz & UHF 450-470MHz. VHF: +24dBm, UHF: +30dBm, 32filters + 2 Adj sub band per Band, NFPA, AC & DC, VHF: No Internal Duplexer, UHF: 4MHz BW Internal Duplexer,Serving Side only ,UL2524 2nd Edition Listed FIPLEX BY HONEYWELL BDA | DH14EA-BA |  | Y | 10
HONBDA-A-VUN5SL | 6941 | 001000010037003900440064 | Y | N | DIGITAL SIGNAL BOOSTER DUAL BAND. VHF 136-174MHz & UHF 450-470MHz. VHF: +24dBm, UHF: +30dBm, 32filters + 2 Adj sub band per Band, NFPA, AC & DC, VHF: No Internal Duplexer, UHF: 5MHz BW Internal Duplexer,Serving Side only ,UL2524 2nd Edition Listed FIPLEX BY HONEYWELL BDA | DH14EA-BA |  | Y | 10
HONBDA-A-VUN04SL | 6942 | 001000010037003900440064 | Y | N | DIGITAL SIGNAL BOOSTER DUAL BAND. VHF 136-174MHz & UHF 450-470MHz. VHF: +24dBm, UHF: +30dBm, 32filters + 2 Adj sub band per Band, NFPA, AC & DC, VHF: No Internal Duplexer, UHF: DUAL SUB BAND, Band #1: 0.7MHz BW, Band #2: 4MHz BW, internal Duplexer,Servin ,UL2524 2nd Edition Listed FIPLEX BY HONEYWELL BDA | DH14EA-BA |  | Y | 10
HONBDA-A-VUN22SL | 6943 | 001000010037003900440064 | Y | N | DIGITAL SIGNAL BOOSTER DUAL BAND. VHF 136-174MHz & UHF 450-470MHz. VHF: +24dBm, UHF: +30dBm, 32filters + 2 Adj sub band per Band, NFPA, AC & DC, VHF: No Internal Duplexer, UHF: DUAL SUB BAND, Each Band 2MHz BW, internal Duplexer,Serving Side only ,UL2524 2nd Edition Listed FIPLEX BY HONEYWELL BDA | DH14EA-BA |  | Y | 10
HONBDA-A-VUNMDASL | 6944 | 001000010037003900440064 | Y | N | DIGITAL SIGNAL BOOSTER DUAL BAND. VHF 136-174MHz & UHF 450-470MHz. VHF: +24dBm, UHF: +30dBm, 32filters + 2 Adj sub band per Band, NFPA, AC & DC, VHF: No Internal Duplexer, UHF: 453-454/458-459 & 460-462/465-467MHz internal Duplexer,Serving Side only ,UL2524 2nd Edition Listed FIPLEX BY HONEYWELL BDA | DH14EA-BA |  | Y | 10
HONBDA-A-VUT2NSL | 6945 | 001000010037003900440064 | Y | N | DIGITAL SIGNAL BOOSTER DUAL BAND. VHF 136-174MHz & UHF 450-512MHz. VHF: +24dBm, UHF: +30dBm, 32filters + 2 Adj sub band per Band, NFPA, AC & DC, VHF: 2MHz BW Internal Duplexer, UHF: No Internal Duplexer,Serving Side only ,UL2524 2nd Edition Listed FIPLEX BY HONEYWELL BDA | DH14EA-BA |  | Y | 10
HONBDA-A-VUT3NSL | 6953 | 001000010037003900440064 | Y | N | DIGITAL SIGNAL BOOSTER DUAL BAND. VHF 136-174MHz & UHF 450-512MHz. VHF: +24dBm, UHF: +30dBm, 32filters + 2 Adj sub band per Band, NFPA, AC & DC, VHF: 3.5MHz BW Internal Duplexer, UHF: No Internal Duplexer,Serving Side only ,UL2524 2nd Edition Listed FIPLEX BY HONEYWELL BDA | DH14EA-BA |  | Y | 10
HONBDA-A-VU32SL | 6954 | 001000010037003900440064 | Y | N | DIGITAL SIGNAL BOOSTER DUAL BAND. VHF 136-174MHz & UHF 450-470MHz. VHF: +24dBm, UHF: +30dBm, 32filters + 2 Adj sub band per Band, NFPA, AC & DC, VHF: 3.5MHz BW Internal Duplexer, UHF: 2MHz BW Internal Duplexer,Serving Side only ,UL2524 2nd Edition Listed FIPLEX BY HONEYWELL BDA | DH14EA-BA |  | Y | 10
HONBDA-A-VU34SL | 6955 | 001000010037003900440064 | Y | N | DIGITAL SIGNAL BOOSTER DUAL BAND. VHF 136-174MHz & UHF 450-470MHz. VHF: +24dBm, UHF: +30dBm, 32filters + 2 Adj sub band per Band, NFPA, AC & DC, VHF: 3.5MHz BW Internal Duplexer, UHF: 4MHz BW Internal Duplexer,Serving Side only ,UL2524 2nd Edition Listed FIPLEX BY HONEYWELL BDA | DH14EA-BA |  | Y | 10
HONBDA-A-VU35SL | 6956 | 001000010037003900440064 | Y | N | DIGITAL SIGNAL BOOSTER DUAL BAND. VHF 136-174MHz & UHF 450-470MHz. VHF: +24dBm, UHF: +30dBm, 32filters + 2 Adj sub band per Band, NFPA, AC & DC, VHF: 3.5MHz BW Internal Duplexer, UHF: 5MHz BW Internal Duplexer,Serving Side only ,UL2524 2nd Edition Listed FIPLEX BY HONEYWELL BDA | DH14EA-BA |  | Y | 10
HONBDA-A-VU304SL | 6957 | 001000010037003900440064 | Y | N | DIGITAL SIGNAL BOOSTER DUAL BAND. VHF 136-174MHz & UHF 450-470MHz. VHF: +24dBm, UHF: +30dBm, 32filters + 2 Adj sub band per Band, NFPA, AC & DC, VHF: 3.5MHz BW Internal Duplexer, UHF: DUAL SUB BAND, Band #1: 0.7MHz BW, Band #2: 4MHz BW, internal Duplexer ,UL2524 2nd Edition Listed FIPLEX BY HONEYWELL BDA | DH14EA-BA |  | Y | 10
HONBDA-A-VU322SL | 6958 | 001000010037003900440064 | Y | N | DIGITAL SIGNAL BOOSTER DUAL BAND. VHF 136-174MHz & UHF 450-470MHz. VHF: +24dBm, UHF: +30dBm, 32filters + 2 Adj sub band per Band, NFPA, AC & DC, VHF: 3.5MHz BW Internal Duplexer, UHF: DUAL SUB BAND, Each Band 2MHz BW, internal Duplexer,Serving Side only ,UL2524 2nd Edition Listed FIPLEX BY HONEYWELL BDA | DH14EA-BA |  | Y | 10
HONBDA-A-VU3MDASL | 6959 | 001000010037003900440064 | Y | N | DIGITAL SIGNAL BOOSTER DUAL BAND. VHF 136-174MHz & UHF 450-470MHz. VHF: +24dBm, UHF: +30dBm, 32filters + 2 Adj sub band per Band, NFPA, AC & DC, VHF: 3.5MHz BW Internal Duplexer, UHF: 453-454/458-459 & 460-462/465-467MHz internal Duplexer,Serving Side onl ,UL2524 2nd Edition Listed FIPLEX BY HONEYWELL BDA | DH14EA-BA |  | Y | 10
HONBDA-A-VUT202L | 6960 | 001000010037003900440064 | Y | N | DIGITAL SIGNAL BOOSTER DUAL BAND. VHF 136-174MHz & UHF 450-470MHz. VHF: +24dBm, UHF: +30dBm, 32filters + 2 Adj sub band per Band, NFPA, AC & DC, VHF: 2MHz BW Internal Duplexer, UHF: DUAL SUB BAND, Band #1: 2.0MHz BW, Band #2: 0.7MHz BW, internal Duplexer ,UL2524 2nd Edition Listed FIPLEX BY HONEYWELL BDA | DH14EA-BA |  | Y | 10
HONBDA-A-VUTN02L | 6961 | 001000010037003900440064 | Y | N | DIGITAL SIGNAL BOOSTER DUAL BAND. VHF 136-174MHz & UHF 450-470MHz. VHF: +24dBm, UHF: +30dBm, 32filters + 2 Adj sub band per Band, NFPA, AC & DC, VHF: No internal Duplexer, UHF: DUAL SUB BAND, Band #1: 2.0MHz BW, Band #2: 0.7MHz BW, internal Duplexer ,UL2524 2nd Edition Listed FIPLEX BY HONEYWELL BDA | DH14EA-BA |  | Y | 10
HONBDA-A-VT301L | 6962 | 001000010037003900440064 | Y | N | DIGITAL SIGNAL BOOSTER DUAL BAND. VHF 136-174MHz & UHF 470-512MHz. VHF: +24dBm, UHF: +30dBm, 32filters + 2 Adj sub band per Band, NFPA, AC, VHF: 3.5MHz BW Internal Duplexer, UHF: DUAL SUB BAND, Band 1: 1.5MHz BW, Band #2: 0.7MHz, internal Duplexer ,UL2524 2nd Edition Listed FIPLEX BY HONEYWELL BDA | DH14EA-BA |  | Y | 10
HONBDA-A-VTN0DL | 6963 | 001000010037003900440064 | Y | N | DIGITAL SIGNAL BOOSTER DUAL BAND. VHF 136-174MHz & UHF 470-512MHz. VHF: +24dBm, UHF: +30dBm, 32filters + 2 Adj sub band per Band, NFPA, AC & DC, VHF: No Internal Duplexer, UHF: 0.7MHz BW Internal Duplexer,Donor Side only ,UL2524 2nd Edition Listed FIPLEX BY HONEYWELL BDA | DH14EA-BA |  | Y | 10
HONBDA-A-VTN1DL | 6964 | 001000010037003900440064 | Y | N | DIGITAL SIGNAL BOOSTER DUAL BAND. VHF 136-174MHz & UHF 470-512MHz. VHF: +24dBm, UHF: +30dBm, 32filters + 2 Adj sub band per Band, NFPA, AC & DC, VHF: No Internal Duplexer, UHF: 1.5MHz BW Internal Duplexer,Donor Side only ,UL2524 2nd Edition Listed FIPLEX BY HONEYWELL BDA | DH14EA-BA |  | Y | 10
HONBDA-A-VTN2DL | 6965 | 001000010037003900440064 | Y | N | DIGITAL SIGNAL BOOSTER DUAL BAND. VHF 136-174MHz & UHF 470-512MHz. VHF: +24dBm, UHF: +30dBm, 32filters + 2 Adj sub band per Band, NFPA, AC & DC, VHF: No Internal Duplexer, UHF: 2MHz BW Internal Duplexer,Donor Side only ,UL2524 2nd Edition Listed FIPLEX BY HONEYWELL BDA | DH14EA-BA |  | Y | 10
HONBDA-A-VTN00DL | 6966 | 001000010037003900440064 | Y | N | DIGITAL SIGNAL BOOSTER DUAL BAND. VHF 136-174MHz & UHF 470-512MHz. VHF: +24dBm, UHF: +30dBm, 32filters + 2 Adj sub band per Band, NFPA, AC & DC, VHF: No Internal Duplexer, UHF: DUAL SUB BAND, Each Band 0.7MHz BW, internal Duplexer,Donor Side only ,UL2524 2nd Edition Listed FIPLEX BY HONEYWELL BDA | DH14EA-BA |  | Y | 10
HONBDA-A-VTN11DL | 6967 | 001000010037003900440064 | Y | N | DIGITAL SIGNAL BOOSTER DUAL BAND. VHF 136-174MHz & UHF 470-512MHz. VHF: +24dBm, UHF: +30dBm, 32filters + 2 Adj sub band per Band, NFPA, AC & DC, VHF: No Internal Duplexer, UHF: DUAL SUB BAND, Each Band 1.5MHz BW, internal Duplexer,Donor Side only ,UL2524 2nd Edition Listed FIPLEX BY HONEYWELL BDA | DH14EA-BA |  | Y | 10
HONBDA-A-VTNRWCDL | 6968 | 001000010037003900440064 | Y | N | DIGITAL SIGNAL BOOSTER DUAL BAND. VHF 136-174MHz & UHF 470-512MHz. VHF: +24dBm, UHF: +30dBm, 32filters + 2 Adj sub band per Band, NFPA, AC & DC, VHF: No Internal Duplexer, UHF: 483.4-484.5/486.4-487.5 & 488.5-489/491.5-492MHz internal Duplexer,Donor Side ,UL2524 2nd Edition Listed FIPLEX BY HONEYWELL BDA | DH14EA-BA |  | Y | 10
HONBDA-A-VT30DL | 6975 | 001000010037003900440064 | Y | N | DIGITAL SIGNAL BOOSTER DUAL BAND. VHF 136-174MHz & UHF 470-512MHz. VHF: +24dBm, UHF: +30dBm, 32filters + 2 Adj sub band per Band, NFPA, AC & DC, VHF: 3.5MHz BW Internal Duplexer, UHF: 0.7MHz BW Internal Duplexer,Donor Side only ,UL2524 2nd Edition Listed FIPLEX BY HONEYWELL BDA | DH14EA-BA |  | Y | 10
HONBDA-A-VT31DL | 6976 | 001000010037003900440064 | Y | N | DIGITAL SIGNAL BOOSTER DUAL BAND. VHF 136-174MHz & UHF 470-512MHz. VHF: +24dBm, UHF: +30dBm, 32filters + 2 Adj sub band per Band, NFPA, AC & DC, VHF: 3.5MHz BW Internal Duplexer, UHF: 1.5MHz BW Internal Duplexer,Donor Side only ,UL2524 2nd Edition Listed FIPLEX BY HONEYWELL BDA | DH14EA-BA |  | Y | 10
HONBDA-A-VT32DL | 6977 | 001000010037003900440064 | Y | N | DIGITAL SIGNAL BOOSTER DUAL BAND. VHF 136-174MHz & UHF 470-512MHz. VHF: +24dBm, UHF: +30dBm, 32filters + 2 Adj sub band per Band, NFPA, AC & DC, VHF: 3.5MHz BW Internal Duplexer, UHF: 2MHz BW Internal Duplexer,Donor Side only ,UL2524 2nd Edition Listed FIPLEX BY HONEYWELL BDA | DH14EA-BA |  | Y | 10
HONBDA-A-VT300DL | 6978 | 001000010037003900440064 | Y | N | DIGITAL SIGNAL BOOSTER DUAL BAND. VHF 136-174MHz & UHF 470-512MHz. VHF: +24dBm, UHF: +30dBm, 32filters + 2 Adj sub band per Band, NFPA, AC & DC, VHF: 3.5MHz BW Internal Duplexer, UHF: DUAL SUB BAND, Each Band 0.7MHz BW, internal Duplexer,Donor Side only ,UL2524 2nd Edition Listed FIPLEX BY HONEYWELL BDA | DH14EA-BA |  | Y | 10
HONBDA-A-VT311DL | 6979 | 001000010037003900440064 | Y | N | DIGITAL SIGNAL BOOSTER DUAL BAND. VHF 136-174MHz & UHF 470-512MHz. VHF: +24dBm, UHF: +30dBm, 32filters + 2 Adj sub band per Band, NFPA, AC & DC, VHF: 3.5MHz BW Internal Duplexer, UHF: DUAL SUB BAND, Each Band 1.5MHz BW, internal Duplexer,Donor Side only ,UL2524 2nd Edition Listed FIPLEX BY HONEYWELL BDA | DH14EA-BA |  | Y | 10
HONBDA-A-VT3RWCDL | 6980 | 001000010037003900440064 | Y | N | DIGITAL SIGNAL BOOSTER DUAL BAND. VHF 136-174MHz & UHF 470-512MHz. VHF: +24dBm, UHF: +30dBm, 32filters + 2 Adj sub band per Band, NFPA, AC & DC, VHF: 3.5MHz BW Internal Duplexer, UHF: 483.4-484.5/486.4-487.5 & 488.5-489/491.5-492MHz internal Duplexer,Dono ,UL2524 2nd Edition Listed FIPLEX BY HONEYWELL BDA | DH14EA-BA |  | Y | 10
HONBDA-A-VTN0SL | 6981 | 001000010037003900440064 | Y | N | DIGITAL SIGNAL BOOSTER DUAL BAND. VHF 136-174MHz & UHF 470-512MHz. VHF: +24dBm, UHF: +30dBm, 32filters + 2 Adj sub band per Band, NFPA, AC & DC, VHF: No Internal Duplexer, UHF: 0.7MHz BW Internal Duplexer,Serving Side only ,UL2524 2nd Edition Listed FIPLEX BY HONEYWELL BDA | DH14EA-BA |  | Y | 10
HONBDA-A-VTN1SL | 6982 | 001000010037003900440064 | Y | N | DIGITAL SIGNAL BOOSTER DUAL BAND. VHF 136-174MHz & UHF 470-512MHz. VHF: +24dBm, UHF: +30dBm, 32filters + 2 Adj sub band per Band, NFPA, AC & DC, VHF: No Internal Duplexer, UHF: 1.5MHz BW Internal Duplexer,Serving Side only ,UL2524 2nd Edition Listed FIPLEX BY HONEYWELL BDA | DH14EA-BA |  | Y | 10
HONBDA-A-VTN2SL | 6983 | 001000010037003900440064 | Y | N | DIGITAL SIGNAL BOOSTER DUAL BAND. VHF 136-174MHz & UHF 470-512MHz. VHF: +24dBm, UHF: +30dBm, 32filters + 2 Adj sub band per Band, NFPA, AC & DC, VHF: No Internal Duplexer, UHF: 2MHz BW Internal Duplexer,Serving Side only ,UL2524 2nd Edition Listed FIPLEX BY HONEYWELL BDA | DH14EA-BA |  | Y | 10
HONBDA-A-VTN00SL | 6984 | 001000010037003900440064 | Y | N | DIGITAL SIGNAL BOOSTER DUAL BAND. VHF 136-174MHz & UHF 470-512MHz. VHF: +24dBm, UHF: +30dBm, 32filters + 2 Adj sub band per Band, NFPA, AC & DC, VHF: No Internal Duplexer, UHF: DUAL SUB BAND, Each Band 0.7MHz BW, internal Duplexer,Serving Side only ,UL2524 2nd Edition Listed FIPLEX BY HONEYWELL BDA | DH14EA-BA |  | Y | 10
HONBDA-A-VTN11SL | 6985 | 001000010037003900440064 | Y | N | DIGITAL SIGNAL BOOSTER DUAL BAND. VHF 136-174MHz & UHF 470-512MHz. VHF: +24dBm, UHF: +30dBm, 32filters + 2 Adj sub band per Band, NFPA, AC & DC, VHF: No Internal Duplexer, UHF: DUAL SUB BAND, Each Band 1.5MHz BW, internal Duplexer,Serving Side only ,UL2524 2nd Edition Listed FIPLEX BY HONEYWELL BDA | DH14EA-BA |  | Y | 10
HONBDA-A-VTNRWCSL | 6986 | 001000010037003900440064 | Y | N | DIGITAL SIGNAL BOOSTER DUAL BAND. VHF 136-174MHz & UHF 470-512MHz. VHF: +24dBm, UHF: +30dBm, 32filters + 2 Adj sub band per Band, NFPA, AC & DC, VHF: No Internal Duplexer, UHF: 483.4-484.5/486.4-487.5 & 488.5-489/491.5-492MHz internal Duplexer,Serving Sid ,UL2524 2nd Edition Listed FIPLEX BY HONEYWELL BDA | DH14EA-BA |  | Y | 10
HONBDA-A-VT30SL | 6993 | 001000010037003900440064 | Y | N | DIGITAL SIGNAL BOOSTER DUAL BAND. VHF 136-174MHz & UHF 470-512MHz. VHF: +24dBm, UHF: +30dBm, 32filters + 2 Adj sub band per Band, NFPA, AC & DC, VHF: 3.5MHz BW Internal Duplexer, UHF: 0.7MHz BW Internal Duplexer,Serving Side only ,UL2524 2nd Edition Listed FIPLEX BY HONEYWELL BDA | DH14EA-BA |  | Y | 10
HONBDA-A-VT31SL | 6994 | 001000010037003900440064 | Y | N | DIGITAL SIGNAL BOOSTER DUAL BAND. VHF 136-174MHz & UHF 470-512MHz. VHF: +24dBm, UHF: +30dBm, 32filters + 2 Adj sub band per Band, NFPA, AC & DC, VHF: 3.5MHz BW Internal Duplexer, UHF: 1.5MHz BW Internal Duplexer,Serving Side only ,UL2524 2nd Edition Listed FIPLEX BY HONEYWELL BDA | DH14EA-BA |  | Y | 10
HONBDA-A-VT32SL | 6995 | 001000010037003900440064 | Y | N | DIGITAL SIGNAL BOOSTER DUAL BAND. VHF 136-174MHz & UHF 470-512MHz. VHF: +24dBm, UHF: +30dBm, 32filters + 2 Adj sub band per Band, NFPA, AC & DC, VHF: 3.5MHz BW Internal Duplexer, UHF: 2MHz BW Internal Duplexer,Serving Side only ,UL2524 2nd Edition Listed FIPLEX BY HONEYWELL BDA | DH14EA-BA |  | Y | 10
HONBDA-A-VT300SL | 6996 | 001000010037003900440064 | Y | N | DIGITAL SIGNAL BOOSTER DUAL BAND. VHF 136-174MHz & UHF 470-512MHz. VHF: +24dBm, UHF: +30dBm, 32filters + 2 Adj sub band per Band, NFPA, AC & DC, VHF: 3.5MHz BW Internal Duplexer, UHF: DUAL SUB BAND, Each Band 0.7MHz BW, internal Duplexer,Serving Side only ,UL2524 2nd Edition Listed FIPLEX BY HONEYWELL BDA | DH14EA-BA |  | Y | 10
HONBDA-A-VT311SL | 6997 | 001000010037003900440064 | Y | N | DIGITAL SIGNAL BOOSTER DUAL BAND. VHF 136-174MHz & UHF 470-512MHz. VHF: +24dBm, UHF: +30dBm, 32filters + 2 Adj sub band per Band, NFPA, AC & DC, VHF: 3.5MHz BW Internal Duplexer, UHF: DUAL SUB BAND, Each Band 1.5MHz BW, internal Duplexer,Serving Side only ,UL2524 2nd Edition Listed FIPLEX BY HONEYWELL BDA | DH14EA-BA |  | Y | 10
HONBDA-A-VT3RWCSL | 6998 | 001000010037003900440064 | Y | N | DIGITAL SIGNAL BOOSTER DUAL BAND. VHF 136-174MHz & UHF 470-512MHz. VHF: +24dBm, UHF: +30dBm, 32filters + 2 Adj sub band per Band, NFPA, AC & DC, VHF: 3.5MHz BW Internal Duplexer, UHF: 483.4-484.5/486.4-487.5 & 488.5-489/491.5-492MHz internal Duplexer,Serv ,UL2524 2nd Edition Listed FIPLEX BY HONEYWELL BDA | DH14EA-BA |  | Y | 10
HONBDA-A-VUN2DH | 7096 | 001000010037003900440064 | Y | N | DIGITAL SIGNAL BOOSTER DUAL BAND. VHF 136-174MHz & UHF 450-470MHz. VHF: +30dBm, UHF: +37dBm, 32filters + 2 Adj sub band per Band, NFPA, AC, VHF: No Internal Duplexer, UHF: 2MHz BW Internal Duplexer, Donor Side only ,UL2524 2nd Edition Listed FIPLEX BY HONEYWELL BDA | DH14EA-37 |  | Y | 10
HONBDA-A-VUN4DH | 7097 | 001000010037003900440064 | Y | N | DIGITAL SIGNAL BOOSTER DUAL BAND. VHF 136-174MHz & UHF 450-470MHz. VHF: +30dBm, UHF: +37dBm, 32filters + 2 Adj sub band per Band, NFPA, AC, VHF: No Internal Duplexer, UHF: 4MHz BW Internal Duplexer,Donor Side only ,UL2524 2nd Edition Listed FIPLEX BY HONEYWELL BDA | DH14EA-37 |  | Y | 10
HONBDA-A-VUN5DH | 7098 | 001000010037003900440064 | Y | N | DIGITAL SIGNAL BOOSTER DUAL BAND. VHF 136-174MHz & UHF 450-470MHz. VHF: +30dBm, UHF: +37dBm, 32filters + 2 Adj sub band per Band, NFPA, AC, VHF: No Internal Duplexer, UHF: 5MHz BW Internal Duplexer,Donor Side only ,UL2524 2nd Edition Listed FIPLEX BY HONEYWELL BDA | DH14EA-37 |  | Y | 10
HONBDA-A-VUN04DH | 7099 | 001000010037003900440064 | Y | N | DIGITAL SIGNAL BOOSTER DUAL BAND. VHF 136-174MHz & UHF 450-470MHz. VHF: +30dBm, UHF: +37dBm, 32filters + 2 Adj sub band per Band, NFPA, AC, VHF: No Internal Duplexer, UHF: DUAL SUB BAND, Band #1: 0.7MHz BW, Band #2: 4MHz BW, internal Duplexer,Donor Side o ,UL2524 2nd Edition Listed FIPLEX BY HONEYWELL BDA | DH14EA-37 |  | Y | 10
HONBDA-A-VUN22DH | 7100 | 001000010037003900440064 | Y | N | DIGITAL SIGNAL BOOSTER DUAL BAND. VHF 136-174MHz & UHF 450-470MHz. VHF: +30dBm, UHF: +37dBm, 32filters + 2 Adj sub band per Band, NFPA, AC, VHF: No Internal Duplexer, UHF: DUAL SUB BAND, Each Band 2MHz BW, internal Duplexer,Donor Side only ,UL2524 2nd Edition Listed FIPLEX BY HONEYWELL BDA | DH14EA-37 |  | Y | 10
HONBDA-A-VUNMDADH | 7101 | 001000010037003900440064 | Y | N | DIGITAL SIGNAL BOOSTER DUAL BAND. VHF 136-174MHz & UHF 450-470MHz. VHF: +30dBm, UHF: +37dBm, 32filters + 2 Adj sub band per Band, NFPA, AC, VHF: No Internal Duplexer, UHF: 453-454/458-459 & 460-462/465-467MHz internal Duplexer,Donor Side only ,UL2524 2nd Edition Listed FIPLEX BY HONEYWELL BDA | DH14EA-37 |  | Y | 10
HONBDA-A-VUT2NDH | 7102 | 001000010037003900440064 | Y | N | DIGITAL SIGNAL BOOSTER DUAL BAND. VHF 136-174MHz & UHF 450-512MHz. VHF: +30dBm, UHF: +37dBm, 32filters + 2 Adj sub band per Band, NFPA, AC, VHF: 2MHz BW Internal Duplexer, UHF: No Internal Duplexer,Donor Side only ,UL2524 2nd Edition Listed FIPLEX BY HONEYWELL BDA | DH14EA-37 |  | Y | 10
HONBDA-D-VUT2NDH | 7103 | 001000010037003900440064 | Y | N | DIGITAL SIGNAL BOOSTER DUAL BAND. VHF 136-174MHz & UHF 450-512MHz. VHF: +30dBm, UHF: +37dBm, 32filters + 2 Adj sub band per Band, NFPA, DC, VHF: 2MHz BW Internal Duplexer, UHF: No Internal Duplexer,Donor Side only ,UL2524 2nd Edition Listed FIPLEX BY HONEYWELL BDA | DH14ED-37 |  | Y | 10
HONBDA-A-VUT3NDH | 7110 | 001000010037003900440064 | Y | N | DIGITAL SIGNAL BOOSTER DUAL BAND. VHF 136-174MHz & UHF 450-512MHz. VHF: +30dBm, UHF: +37dBm, 32filters + 2 Adj sub band per Band, NFPA, AC, VHF: 3.5MHz BW Internal Duplexer, UHF: No Internal Duplexer,Donor Side only ,UL2524 2nd Edition Listed FIPLEX BY HONEYWELL BDA | DH14EA-37 |  | Y | 10
HONBDA-D-VUT3NDH | 7111 | 001000010037003900440064 | Y | N | DIGITAL SIGNAL BOOSTER DUAL BAND. VHF 136-174MHz & UHF 450-512MHz. VHF: +30dBm, UHF: +37dBm, 32filters + 2 Adj sub band per Band, NFPA, DC, VHF: 3.5MHz BW Internal Duplexer, UHF: No Internal Duplexer,Donor Side only ,UL2524 2nd Edition Listed FIPLEX BY HONEYWELL BDA | DH14ED-37 |  | Y | 10
HONBDA-A-VU32DH | 7112 | 001000010037003900440064 | Y | N | DIGITAL SIGNAL BOOSTER DUAL BAND. VHF 136-174MHz & UHF 450-470MHz. VHF: +30dBm, UHF: +37dBm, 32filters + 2 Adj sub band per Band, NFPA, AC, VHF: 3.5MHz BW Internal Duplexer, UHF: 2MHz BW Internal Duplexer,Donor Side only ,UL2524 2nd Edition Listed FIPLEX BY HONEYWELL BDA | DH14EA-37 |  | Y | 10
HONBDA-A-VU34DH | 7113 | 001000010037003900440064 | Y | N | DIGITAL SIGNAL BOOSTER DUAL BAND. VHF 136-174MHz & UHF 450-470MHz. VHF: +30dBm, UHF: +37dBm, 32filters + 2 Adj sub band per Band, NFPA, AC, VHF: 3.5MHz BW Internal Duplexer, UHF: 4MHz BW Internal Duplexer,Donor Side only ,UL2524 2nd Edition Listed FIPLEX BY HONEYWELL BDA | DH14EA-37 |  | Y | 10
HONBDA-D-VU34DH | 7114 | 001000010037003900440064 | Y | N | DIGITAL SIGNAL BOOSTER DUAL BAND. VHF 136-174MHz & UHF 450-470MHz. VHF: +30dBm, UHF: +37dBm, 32filters + 2 Adj sub band per Band, NFPA, DC, VHF: 3.5MHz BW Internal Duplexer, UHF: 4MHz BW Internal Duplexer,Donor Side only ,UL2524 2nd Edition Listed FIPLEX BY HONEYWELL BDA | DH14ED-37 |  | Y | 10
HONBDA-A-VU35DH | 7115 | 001000010037003900440064 | Y | N | DIGITAL SIGNAL BOOSTER DUAL BAND. VHF 136-174MHz & UHF 450-470MHz. VHF: +30dBm, UHF: +37dBm, 32filters + 2 Adj sub band per Band, NFPA, AC, VHF: 3.5MHz BW Internal Duplexer, UHF: 5MHz BW Internal Duplexer,Donor Side only ,UL2524 2nd Edition Listed FIPLEX BY HONEYWELL BDA | DH14EA-37 |  | Y | 10
HONBDA-A-VU304DH | 7116 | 001000010037003900440064 | Y | N | DIGITAL SIGNAL BOOSTER DUAL BAND. VHF 136-174MHz & UHF 450-470MHz. VHF: +30dBm, UHF: +37dBm, 32filters + 2 Adj sub band per Band, NFPA, AC, VHF: 3.5MHz BW Internal Duplexer, UHF: DUAL SUB BAND, Band #1: 0.7MHz BW, Band #2: 4MHz BW, internal Duplexer,Donor ,UL2524 2nd Edition Listed FIPLEX BY HONEYWELL BDA | DH14EA-37 |  | Y | 10
HONBDA-A-VU322DH | 7117 | 001000010037003900440064 | Y | N | DIGITAL SIGNAL BOOSTER DUAL BAND. VHF 136-174MHz & UHF 450-470MHz. VHF: +30dBm, UHF: +37dBm, 32filters + 2 Adj sub band per Band, NFPA, AC, VHF: 3.5MHz BW Internal Duplexer, UHF: DUAL SUB BAND, Each Band 2MHz BW, internal Duplexer,Donor Side only ,UL2524 2nd Edition Listed FIPLEX BY HONEYWELL BDA | DH14EA-37 |  | Y | 10
HONBDA-A-VU3MDADH | 7118 | 001000010037003900440064 | Y | N | DIGITAL SIGNAL BOOSTER DUAL BAND. VHF 136-174MHz & UHF 450-470MHz. VHF: +30dBm, UHF: +37dBm, 32filters + 2 Adj sub band per Band, NFPA, AC, VHF: 3.5MHz BW Internal Duplexer, UHF: 453-454/458-459 & 460-462/465-467MHz internal Duplexer,Donor Side only ,UL2524 2nd Edition Listed FIPLEX BY HONEYWELL BDA | DH14EA-37 |  | Y | 10
HONBDA-A-VTN0DH | 7119 | 001000010037003900440064 | Y | N | DIGITAL SIGNAL BOOSTER DUAL BAND. VHF 136-174MHz & UHF 470-512MHz. VHF: +30dBm, UHF: +37dBm, 32filters + 2 Adj sub band per Band, NFPA, AC, VHF: No Internal Duplexer, UHF: 0.7MHz BW Internal Duplexer,Donor Side only ,UL2524 2nd Edition Listed FIPLEX BY HONEYWELL BDA | DH14EA-37 |  | Y | 10
HONBDA-A-VTN1DH | 7120 | 001000010037003900440064 | Y | N | DIGITAL SIGNAL BOOSTER DUAL BAND. VHF 136-174MHz & UHF 470-512MHz. VHF: +30dBm, UHF: +37dBm, 32filters + 2 Adj sub band per Band, NFPA, AC, VHF: No Internal Duplexer, UHF: 1.5MHz BW Internal Duplexer,Donor Side only ,UL2524 2nd Edition Listed FIPLEX BY HONEYWELL BDA | DH14EA-37 |  | Y | 10
HONBDA-A-VTN2DH | 7121 | 001000010037003900440064 | Y | N | DIGITAL SIGNAL BOOSTER DUAL BAND. VHF 136-174MHz & UHF 470-512MHz. VHF: +30dBm, UHF: +37dBm, 32filters + 2 Adj sub band per Band, NFPA, AC, VHF: No Internal Duplexer, UHF: 2MHz BW Internal Duplexer,Donor Side only ,UL2524 2nd Edition Listed FIPLEX BY HONEYWELL BDA | DH14EA-37 |  | Y | 10
HONBDA-A-VTN00DH | 7122 | 001000010037003900440064 | Y | N | DIGITAL SIGNAL BOOSTER DUAL BAND. VHF 136-174MHz & UHF 470-512MHz. VHF: +30dBm, UHF: +37dBm, 32filters + 2 Adj sub band per Band, NFPA, AC, VHF: No Internal Duplexer, UHF: DUAL SUB BAND, Each Band 0.7MHz BW, internal Duplexer,Donor Side only ,UL2524 2nd Edition Listed FIPLEX BY HONEYWELL BDA | DH14EA-37 |  | Y | 10
HONBDA-A-VTN11DH | 7123 | 001000010037003900440064 | Y | N | DIGITAL SIGNAL BOOSTER DUAL BAND. VHF 136-174MHz & UHF 470-512MHz. VHF: +30dBm, UHF: +37dBm, 32filters + 2 Adj sub band per Band, NFPA, AC, VHF: No Internal Duplexer, UHF: DUAL SUB BAND, Each Band 1.5MHz BW, internal Duplexer,Donor Side only ,UL2524 2nd Edition Listed FIPLEX BY HONEYWELL BDA | DH14EA-37 |  | Y | 10
HONBDA-A-VTNRWCDH | 7124 | 001000010037003900440064 | Y | N | DIGITAL SIGNAL BOOSTER DUAL BAND. VHF 136-174MHz & UHF 470-512MHz. VHF: +30dBm, UHF: +37dBm, 32filters + 2 Adj sub band per Band, NFPA, AC, VHF: No Internal Duplexer, UHF: 483.4-484.5/486.4-487.5 & 488.5-489/491.5-492MHz internal Duplexer,Donor Side only ,UL2524 2nd Edition Listed FIPLEX BY HONEYWELL BDA | DH14EA-37 |  | Y | 10
HONBDA-A-VT30DH | 7131 | 001000010037003900440064 | Y | N | DIGITAL SIGNAL BOOSTER DUAL BAND. VHF 136-174MHz & UHF 470-512MHz. VHF: +30dBm, UHF: +37dBm, 32filters + 2 Adj sub band per Band, NFPA, AC, VHF: 3.5MHz BW Internal Duplexer, UHF: 0.7MHz BW Internal Duplexer,Donor Side only ,UL2524 2nd Edition Listed FIPLEX BY HONEYWELL BDA | DH14EA-37 |  | Y | 10
HONBDA-A-VT31DH | 7132 | 001000010037003900440064 | Y | N | DIGITAL SIGNAL BOOSTER DUAL BAND. VHF 136-174MHz & UHF 470-512MHz. VHF: +30dBm, UHF: +37dBm, 32filters + 2 Adj sub band per Band, NFPA, AC, VHF: 3.5MHz BW Internal Duplexer, UHF: 1.5MHz BW Internal Duplexer,Donor Side only ,UL2524 2nd Edition Listed FIPLEX BY HONEYWELL BDA | DH14EA-37 |  | Y | 10
HONBDA-A-VT32DH | 7133 | 001000010037003900440064 | Y | N | DIGITAL SIGNAL BOOSTER DUAL BAND. VHF 136-174MHz & UHF 470-512MHz. VHF: +30dBm, UHF: +37dBm, 32filters + 2 Adj sub band per Band, NFPA, AC, VHF: 3.5MHz BW Internal Duplexer, UHF: 2MHz BW Internal Duplexer,Donor Side only ,UL2524 2nd Edition Listed FIPLEX BY HONEYWELL BDA | DH14EA-37 |  | Y | 10
HONBDA-A-VT300DH | 7134 | 001000010037003900440064 | Y | N | DIGITAL SIGNAL BOOSTER DUAL BAND. VHF 136-174MHz & UHF 470-512MHz. VHF: +30dBm, UHF: +37dBm, 32filters + 2 Adj sub band per Band, NFPA, AC, VHF: 3.5MHz BW Internal Duplexer, UHF: DUAL SUB BAND, Each Band 0.7MHz BW, internal Duplexer,Donor Side only ,UL2524 2nd Edition Listed FIPLEX BY HONEYWELL BDA | DH14EA-37 |  | Y | 10
HONBDA-A-VT311DH | 7135 | 001000010037003900440064 | Y | N | DIGITAL SIGNAL BOOSTER DUAL BAND. VHF 136-174MHz & UHF 470-512MHz. VHF: +30dBm, UHF: +37dBm, 32filters + 2 Adj sub band per Band, NFPA, AC, VHF: 3.5MHz BW Internal Duplexer, UHF: DUAL SUB BAND, Each Band 1.5MHz BW, internal Duplexer,Donor Side only ,UL2524 2nd Edition Listed FIPLEX BY HONEYWELL BDA | DH14EA-37 |  | Y | 10
HONBDA-A-VT3RWCDH | 7136 | 001000010037003900440064 | Y | N | DIGITAL SIGNAL BOOSTER DUAL BAND. VHF 136-174MHz & UHF 470-512MHz. VHF: +30dBm, UHF: +37dBm, 32filters + 2 Adj sub band per Band, NFPA, AC, VHF: 3.5MHz BW Internal Duplexer, UHF: 483.4-484.5/486.4-487.5 & 488.5-489/491.5-492MHz internal Duplexer,Donor Sid ,UL2524 2nd Edition Listed FIPLEX BY HONEYWELL BDA | DH14EA-37 |  | Y | 10
HONBDA-A-VUN2SH | 7137 | 001000010037003900440064 | Y | N | DIGITAL SIGNAL BOOSTER DUAL BAND. VHF 136-174MHz & UHF 450-470MHz. VHF: +30dBm, UHF: +37dBm, 32filters + 2 Adj sub band per Band, NFPA, AC, VHF: No Internal Duplexer, UHF: 2MHz BW Internal Duplexer,Serving Side only ,UL2524 2nd Edition Listed FIPLEX BY HONEYWELL BDA | DH14EA-37 |  | Y | 10
HONBDA-A-VUN4SH | 7138 | 001000010037003900440064 | Y | N | DIGITAL SIGNAL BOOSTER DUAL BAND. VHF 136-174MHz & UHF 450-470MHz. VHF: +30dBm, UHF: +37dBm, 32filters + 2 Adj sub band per Band, NFPA, AC, VHF: No Internal Duplexer, UHF: 4MHz BW Internal Duplexer,Serving Side only ,UL2524 2nd Edition Listed FIPLEX BY HONEYWELL BDA | DH14EA-37 |  | Y | 10
HONBDA-A-VUN5SH | 7139 | 001000010037003900440064 | Y | N | DIGITAL SIGNAL BOOSTER DUAL BAND. VHF 136-174MHz & UHF 450-470MHz. VHF: +30dBm, UHF: +37dBm, 32filters + 2 Adj sub band per Band, NFPA, AC, VHF: No Internal Duplexer, UHF: 5MHz BW Internal Duplexer,Serving Side only ,UL2524 2nd Edition Listed FIPLEX BY HONEYWELL BDA | DH14EA-37 |  | Y | 10
HONBDA-A-VUN04SH | 7140 | 001000010037003900440064 | Y | N | DIGITAL SIGNAL BOOSTER DUAL BAND. VHF 136-174MHz & UHF 450-470MHz. VHF: +30dBm, UHF: +37dBm, 32filters + 2 Adj sub band per Band, NFPA, AC, VHF: No Internal Duplexer, UHF: DUAL SUB BAND, Band #1: 0.7MHz BW, Band #2: 4MHz BW, internal Duplexer,Serving Side ,UL2524 2nd Edition Listed FIPLEX BY HONEYWELL BDA | DH14EA-37 |  | Y | 10
HONBDA-A-VUN22SH | 7141 | 001000010037003900440064 | Y | N | DIGITAL SIGNAL BOOSTER DUAL BAND. VHF 136-174MHz & UHF 450-470MHz. VHF: +30dBm, UHF: +37dBm, 32filters + 2 Adj sub band per Band, NFPA, AC, VHF: No Internal Duplexer, UHF: DUAL SUB BAND, Each Band 2MHz BW, internal Duplexer,Serving Side only ,UL2524 2nd Edition Listed FIPLEX BY HONEYWELL BDA | DH14EA-37 |  | Y | 10
HONBDA-A-VUNMDASH | 7142 | 001000010037003900440064 | Y | N | DIGITAL SIGNAL BOOSTER DUAL BAND. VHF 136-174MHz & UHF 450-470MHz. VHF: +30dBm, UHF: +37dBm, 32filters + 2 Adj sub band per Band, NFPA, AC, VHF: No Internal Duplexer, UHF: 453-454/458-459 & 460-462/465-467MHz internal Duplexer,Serving Side only ,UL2524 2nd Edition Listed FIPLEX BY HONEYWELL BDA | DH14EA-37 |  | Y | 10
HONBDA-D-VUT2NSH | 7143 | 001000010037003900440064 | Y | N | DIGITAL SIGNAL BOOSTER DUAL BAND. VHF 136-174MHz & UHF 450-512MHz. VHF: +30dBm, UHF: +37dBm, 32filters + 2 Adj sub band per Band, NFPA, DC, VHF: 2MHz BW Internal Duplexer, UHF: No Internal Duplexer,Service Side only ,UL2524 2nd Edition Listed FIPLEX BY HONEYWELL BDA | DH14EA-37 |  | Y | 10
HONBDA-A-VUT2NSH | 7144 | 001000010037003900440064 | Y | N | DIGITAL SIGNAL BOOSTER DUAL BAND. VHF 136-174MHz & UHF 450-512MHz. VHF: +30dBm, UHF: +37dBm, 32filters + 2 Adj sub band per Band, NFPA, AC, VHF: 2MHz BW Internal Duplexer, UHF: No Internal Duplexer,Service Side only ,UL2524 2nd Edition Listed FIPLEX BY HONEYWELL BDA | DH14ED-37 |  | Y | 10
HONBDA-D-VUT3NSH | 7152 | 001000010037003900440064 | Y | N | DIGITAL SIGNAL BOOSTER DUAL BAND. VHF 136-174MHz & UHF 450-512MHz. VHF: +30dBm, UHF: +37dBm, 32filters + 2 Adj sub band per Band, NFPA, DC, VHF: 3.5MHz BW Internal Duplexer, UHF: No Internal Duplexer,Service Side only ,UL2524 2nd Edition Listed FIPLEX BY HONEYWELL BDA | DH14EA-37 |  | Y | 10
HONBDA-A-VUT3NSH | 7153 | 001000010037003900440064 | Y | N | DIGITAL SIGNAL BOOSTER DUAL BAND. VHF 136-174MHz & UHF 450-512MHz. VHF: +30dBm, UHF: +37dBm, 32filters + 2 Adj sub band per Band, NFPA, AC, VHF: 3.5MHz BW Internal Duplexer, UHF: No Internal Duplexer,Service Side only ,UL2524 2nd Edition Listed FIPLEX BY HONEYWELL BDA | DH14ED-37 |  | Y | 10
HONBDA-A-VU32SH | 7154 | 001000010037003900440064 | Y | N | DIGITAL SIGNAL BOOSTER DUAL BAND. VHF 136-174MHz & UHF 450-470MHz. VHF: +30dBm, UHF: +37dBm, 32filters + 2 Adj sub band per Band, NFPA, AC, VHF: 3.5MHz BW Internal Duplexer, UHF: 2MHz BW Internal Duplexer,Serving Side only ,UL2524 2nd Edition Listed FIPLEX BY HONEYWELL BDA | DH14EA-37 |  | Y | 10
HONBDA-A-VU34SH | 7155 | 001000010037003900440064 | Y | N | DIGITAL SIGNAL BOOSTER DUAL BAND. VHF 136-174MHz & UHF 450-470MHz. VHF: +30dBm, UHF: +37dBm, 32filters + 2 Adj sub band per Band, NFPA, AC, VHF: 3.5MHz BW Internal Duplexer, UHF: 4MHz BW Internal Duplexer,Serving Side only ,UL2524 2nd Edition Listed FIPLEX BY HONEYWELL BDA | DH14EA-37 |  | Y | 10
HONBDA-D-VU34SH | 7156 | 001000010037003900440064 | Y | N | DIGITAL SIGNAL BOOSTER DUAL BAND. VHF 136-174MHz & UHF 450-470MHz. VHF: +30dBm, UHF: +37dBm, 32filters + 2 Adj sub band per Band, NFPA, DC, VHF: 3.5MHz BW Internal Duplexer, UHF: 4MHz BW Internal Duplexer,Serving Side only ,UL2524 2nd Edition Listed FIPLEX BY HONEYWELL BDA | DH14ED-37 |  | Y | 10
HONBDA-A-VU35SH | 7157 | 001000010037003900440064 | Y | N | DIGITAL SIGNAL BOOSTER DUAL BAND. VHF 136-174MHz & UHF 450-470MHz. VHF: +30dBm, UHF: +37dBm, 32filters + 2 Adj sub band per Band, NFPA, AC, VHF: 3.5MHz BW Internal Duplexer, UHF: 5MHz BW Internal Duplexer,Serving Side only ,UL2524 2nd Edition Listed FIPLEX BY HONEYWELL BDA | DH14EA-37 |  | Y | 10
HONBDA-A-VU304SH | 7158 | 001000010037003900440064 | Y | N | DIGITAL SIGNAL BOOSTER DUAL BAND. VHF 136-174MHz & UHF 450-470MHz. VHF: +30dBm, UHF: +37dBm, 32filters + 2 Adj sub band per Band, NFPA, AC, VHF: 3.5MHz BW Internal Duplexer, UHF: DUAL SUB BAND, Band #1: 0.7MHz BW, Band #2: 4MHz BW, internal Duplexer,Servi ,UL2524 2nd Edition Listed FIPLEX BY HONEYWELL BDA | DH14EA-37 |  | Y | 10
HONBDA-A-VU322SH | 7159 | 001000010037003900440064 | Y | N | DIGITAL SIGNAL BOOSTER DUAL BAND. VHF 136-174MHz & UHF 450-470MHz. VHF: +30dBm, UHF: +37dBm, 32filters + 2 Adj sub band per Band, NFPA, AC, VHF: 3.5MHz BW Internal Duplexer, UHF: DUAL SUB BAND, Each Band 2MHz BW, internal Duplexer,Serving Side only ,UL2524 2nd Edition Listed FIPLEX BY HONEYWELL BDA | DH14EA-37 |  | Y | 10
HONBDA-A-VU3MDASH | 7160 | 001000010037003900440064 | Y | N | DIGITAL SIGNAL BOOSTER DUAL BAND. VHF 136-174MHz & UHF 450-470MHz. VHF: +30dBm, UHF: +37dBm, 32filters + 2 Adj sub band per Band, NFPA, AC, VHF: 3.5MHz BW Internal Duplexer, UHF: 453-454/458-459 & 460-462/465-467MHz internal Duplexer,Serving Side only ,UL2524 2nd Edition Listed FIPLEX BY HONEYWELL BDA | DH14EA-37 |  | Y | 10
HONBDA-A-VTN0SH | 7161 | 001000010037003900440064 | Y | N | DIGITAL SIGNAL BOOSTER DUAL BAND. VHF 136-174MHz & UHF 470-512MHz. VHF: +30dBm, UHF: +37dBm, 32filters + 2 Adj sub band per Band, NFPA, AC, VHF: No Internal Duplexer, UHF: 0.7MHz BW Internal Duplexer,Serving Side only ,UL2524 2nd Edition Listed FIPLEX BY HONEYWELL BDA | DH14EA-37 |  | Y | 10
HONBDA-A-VTN1SH | 7162 | 001000010037003900440064 | Y | N | DIGITAL SIGNAL BOOSTER DUAL BAND. VHF 136-174MHz & UHF 470-512MHz. VHF: +30dBm, UHF: +37dBm, 32filters + 2 Adj sub band per Band, NFPA, AC, VHF: No Internal Duplexer, UHF: 1.5MHz BW Internal Duplexer,Serving Side only ,UL2524 2nd Edition Listed FIPLEX BY HONEYWELL BDA | DH14EA-37 |  | Y | 10
HONBDA-A-VTN2SH | 7163 | 001000010037003900440064 | Y | N | DIGITAL SIGNAL BOOSTER DUAL BAND. VHF 136-174MHz & UHF 470-512MHz. VHF: +30dBm, UHF: +37dBm, 32filters + 2 Adj sub band per Band, NFPA, AC, VHF: No Internal Duplexer, UHF: 2MHz BW Internal Duplexer,Serving Side only ,UL2524 2nd Edition Listed FIPLEX BY HONEYWELL BDA | DH14EA-37 |  | Y | 10
HONBDA-A-VTN00SH | 7164 | 001000010037003900440064 | Y | N | DIGITAL SIGNAL BOOSTER DUAL BAND. VHF 136-174MHz & UHF 470-512MHz. VHF: +30dBm, UHF: +37dBm, 32filters + 2 Adj sub band per Band, NFPA, AC, VHF: No Internal Duplexer, UHF: DUAL SUB BAND, Each Band 0.7MHz BW, internal Duplexer,Serving Side only ,UL2524 2nd Edition Listed FIPLEX BY HONEYWELL BDA | DH14EA-37 |  | Y | 10
HONBDA-A-VTN11SH | 7165 | 001000010037003900440064 | Y | N | DIGITAL SIGNAL BOOSTER DUAL BAND. VHF 136-174MHz & UHF 470-512MHz. VHF: +30dBm, UHF: +37dBm, 32filters + 2 Adj sub band per Band, NFPA, AC, VHF: No Internal Duplexer, UHF: DUAL SUB BAND, Each Band 1.5MHz BW, internal Duplexer,Serving Side only ,UL2524 2nd Edition Listed FIPLEX BY HONEYWELL BDA | DH14EA-37 |  | Y | 10
HONBDA-A-VTNRWCSH | 7166 | 001000010037003900440064 | Y | N | DIGITAL SIGNAL BOOSTER DUAL BAND. VHF 136-174MHz & UHF 470-512MHz. VHF: +30dBm, UHF: +37dBm, 32filters + 2 Adj sub band per Band, NFPA, AC, VHF: No Internal Duplexer, UHF: 483.4-484.5/486.4-487.5 & 488.5-489/491.5-492MHz internal Duplexer,Serving Side onl ,UL2524 2nd Edition Listed FIPLEX BY HONEYWELL BDA | DH14EA-37 |  | Y | 10
HONBDA-A-VT30SH | 7174 | 001000010037003900440064 | Y | N | DIGITAL SIGNAL BOOSTER DUAL BAND. VHF 136-174MHz & UHF 470-512MHz. VHF: +30dBm, UHF: +37dBm, 32filters + 2 Adj sub band per Band, NFPA, AC, VHF: 3.5MHz BW Internal Duplexer, UHF: 0.7MHz BW Internal Duplexer,Serving Side only ,UL2524 2nd Edition Listed FIPLEX BY HONEYWELL BDA | DH14EA-37 |  | Y | 10
HONBDA-A-VT31SH | 7175 | 001000010037003900440064 | Y | N | DIGITAL SIGNAL BOOSTER DUAL BAND. VHF 136-174MHz & UHF 470-512MHz. VHF: +30dBm, UHF: +37dBm, 32filters + 2 Adj sub band per Band, NFPA, AC, VHF: 3.5MHz BW Internal Duplexer, UHF: 1.5MHz BW Internal Duplexer,Serving Side only ,UL2524 2nd Edition Listed FIPLEX BY HONEYWELL BDA | DH14EA-37 |  | Y | 10
HONBDA-A-VT32SH | 7176 | 001000010037003900440064 | Y | N | DIGITAL SIGNAL BOOSTER DUAL BAND. VHF 136-174MHz & UHF 470-512MHz. VHF: +30dBm, UHF: +37dBm, 32filters + 2 Adj sub band per Band, NFPA, AC, VHF: 3.5MHz BW Internal Duplexer, UHF: 2MHz BW Internal Duplexer,Serving Side only ,UL2524 2nd Edition Listed FIPLEX BY HONEYWELL BDA | DH14EA-37 |  | Y | 10
HONBDA-A-VT300SH | 7177 | 001000010037003900440064 | Y | N | DIGITAL SIGNAL BOOSTER DUAL BAND. VHF 136-174MHz & UHF 470-512MHz. VHF: +30dBm, UHF: +37dBm, 32filters + 2 Adj sub band per Band, NFPA, AC, VHF: 3.5MHz BW Internal Duplexer, UHF: DUAL SUB BAND, Each Band 0.7MHz BW, internal Duplexer,Serving Side only ,UL2524 2nd Edition Listed FIPLEX BY HONEYWELL BDA | DH14EA-37 |  | Y | 10
HONBDA-A-VT311SH | 7178 | 001000010037003900440064 | Y | N | DIGITAL SIGNAL BOOSTER DUAL BAND. VHF 136-174MHz & UHF 470-512MHz. VHF: +30dBm, UHF: +37dBm, 32filters + 2 Adj sub band per Band, NFPA, AC, VHF: 3.5MHz BW Internal Duplexer, UHF: DUAL SUB BAND, Each Band 1.5MHz BW, internal Duplexer,Serving Side only ,UL2524 2nd Edition Listed FIPLEX BY HONEYWELL BDA | DH14EA-37 |  | Y | 10
HONBDA-A-VT3RWCSH | 7179 | 001000010037003900440064 | Y | N | DIGITAL SIGNAL BOOSTER DUAL BAND. VHF 136-174MHz & UHF 470-512MHz. VHF: +30dBm, UHF: +37dBm, 32filters + 2 Adj sub band per Band, NFPA, AC, VHF: 3.5MHz BW Internal Duplexer, UHF: 483.4-484.5/486.4-487.5 & 488.5-489/491.5-492MHz internal Duplexer,Serving S ,UL2524 2nd Edition Listed FIPLEX BY HONEYWELL BDA | DH14EA-37 |  | Y | 10
HONBDA-A-VUT202H | 7180 | 001000010037003900440064 | Y | N | DIGITAL SIGNAL BOOSTER DUAL BAND. VHF 136-174MHz & UHF 450-470MHz. VHF: +30dBm, UHF: +37dBm, 32filters + 2 Adj sub band per Band, NFPA, AC, VHF: 2MHz BW Internal Duplexer, UHF: DUAL SUB BAND, Band #1: 2.0MHz BW, Band #2: 0.7MHz BW, internal Duplexer ,UL2524 2nd Edition Listed FIPLEX BY HONEYWELL BDA | DH14EA-37 |  | Y | 10
FOMS-NMS-50 | 6525 | 00100114 | N | N | FOMS. Server HW provided. SW License up to 50 devices. Server HW not sold separately. | NULL |  | S | 11
HONBDA-D-VT300DH | 7425 | 001000010037003900440064 | Y | N | DIGITAL SIGNAL BOOSTER DUAL BAND. VHF 136-174MHz & UHF 470-512MHz. VHF: +30dBm, UHF: +37dBm, 32filters + 2 Adj sub band per Band, NFPA, DC, VHF: 3.5MHz BW Internal Duplexer, UHF: DUAL SUB BAND, Each Band 0.7MHz BW, internal Duplexer,Donor Side only ,UL2524 2nd Edition Listed FIPLEX BY HONEYWELL BDA | DH14ED-37 |  | Y | 10
HONBDA-D-VT300SH | 7426 | 001000010037003900440064 | Y | N | DIGITAL SIGNAL BOOSTER DUAL BAND. VHF 136-174MHz & UHF 470-512MHz. VHF: +30dBm, UHF: +37dBm, 32filters + 2 Adj sub band per Band, NFPA, DC, VHF: 3.5MHz BW Internal Duplexer, UHF: DUAL SUB BAND, Each Band 0.7MHz BW, internal Duplexer,Serving Side only ,UL2524 2nd Edition Listed FIPLEX BY HONEYWELL BDA | DH14ED-37 |  | Y | 10
FOMS-NMS-FULL | 8749 | 00100114 | N | N | FOMS. Server HW provided. SW Unlimited Licenses. Server HW not sold separately. | NULL |  | S | 11
HONBDA-D-VT30DH | 7428 | 001000010037003900440064 | Y | N | DIGITAL SIGNAL BOOSTER DUAL BAND. VHF 136-174MHz & UHF 470-512MHz. VHF: +30dBm, UHF: +37dBm, 32filters + 2 Adj sub band per Band, NFPA, DC, VHF: 3.5MHz BW Internal Duplexer, UHF: 0.7MHz BW Internal Duplexer,Donor Side only ,UL2524 2nd Edition Listed FIPLEX BY HONEYWELL BDA | DH14ED-37 |  | Y | 10
HONBDA-D-VT30SH | 7429 | 001000010037003900440064 | Y | N | DIGITAL SIGNAL BOOSTER DUAL BAND. VHF 136-174MHz & UHF 470-512MHz. VHF: +30dBm, UHF: +37dBm, 32filters + 2 Adj sub band per Band, NFPA, DC, VHF: 3.5MHz BW Internal Duplexer, UHF: 0.7MHz BW Internal Duplexer,Serving Side only ,UL2524 2nd Edition Listed FIPLEX BY HONEYWELL BDA | DH14ED-37 |  | Y | 10
HONBDA-D-VT311H | 7430 | 001000010037003900440064 | Y | N | DIGITAL SIGNAL BOOSTER DUAL BAND. VHF 136-174MHz & UHF 470-512MHz. VHF: +30dBm, UHF: +37dBm, 32filters + 2 Adj sub band per Band, NFPA, DC, VHF: 3.5MHz BW Internal Duplexer, UHF: DUAL SUB BAND, Each Band 1.5MHz BW, internal Duplexer ,UL2524 2nd Edition Listed FIPLEX BY HONEYWELL BDA | DH14ED-37 |  | Y | 10
HONBDA-D-VT311DH | 7431 | 001000010037003900440064 | Y | N | DIGITAL SIGNAL BOOSTER DUAL BAND. VHF 136-174MHz & UHF 470-512MHz. VHF: +30dBm, UHF: +37dBm, 32filters + 2 Adj sub band per Band, NFPA, DC, VHF: 3.5MHz BW Internal Duplexer, UHF: DUAL SUB BAND, Each Band 1.5MHz BW, internal Duplexer,Donor Side only ,UL2524 2nd Edition Listed FIPLEX BY HONEYWELL BDA | DH14ED-37 |  | Y | 10
HONBDA-D-VT311SH | 7432 | 001000010037003900440064 | Y | N | DIGITAL SIGNAL BOOSTER DUAL BAND. VHF 136-174MHz & UHF 470-512MHz. VHF: +30dBm, UHF: +37dBm, 32filters + 2 Adj sub band per Band, NFPA, DC, VHF: 3.5MHz BW Internal Duplexer, UHF: DUAL SUB BAND, Each Band 1.5MHz BW, internal Duplexer,Serving Side only ,UL2524 2nd Edition Listed FIPLEX BY HONEYWELL BDA | DH14ED-37 |  | Y | 10
HONBDA-D-VT31H | 7434 | 001000010037003900440064 | Y | N | DIGITAL SIGNAL BOOSTER DUAL BAND. VHF 136-174MHz & UHF 470-512MHz. VHF: +30dBm, UHF: +37dBm, 32filters + 2 Adj sub band per Band, NFPA, DC, VHF: 3.5MHz BW Internal Duplexer, UHF: 1.5MHz BW Internal Duplexer ,UL2524 2nd Edition Listed FIPLEX BY HONEYWELL BDA | DH14ED-37 |  | Y | 10
HONBDA-D-VT31DH | 7435 | 001000010037003900440064 | Y | N | DIGITAL SIGNAL BOOSTER DUAL BAND. VHF 136-174MHz & UHF 470-512MHz. VHF: +30dBm, UHF: +37dBm, 32filters + 2 Adj sub band per Band, NFPA, DC, VHF: 3.5MHz BW Internal Duplexer, UHF: 1.5MHz BW Internal Duplexer,Donor Side only ,UL2524 2nd Edition Listed FIPLEX BY HONEYWELL BDA | DH14ED-37 |  | Y | 10
HONBDA-D-VT31SH | 7436 | 001000010037003900440064 | Y | N | DIGITAL SIGNAL BOOSTER DUAL BAND. VHF 136-174MHz & UHF 470-512MHz. VHF: +30dBm, UHF: +37dBm, 32filters + 2 Adj sub band per Band, NFPA, DC, VHF: 3.5MHz BW Internal Duplexer, UHF: 1.5MHz BW Internal Duplexer,Serving Side only ,UL2524 2nd Edition Listed FIPLEX BY HONEYWELL BDA | DH14ED-37 |  | Y | 10
HONBDA-D-VT32H | 7437 | 001000010037003900440064 | Y | N | DIGITAL SIGNAL BOOSTER DUAL BAND. VHF 136-174MHz & UHF 470-512MHz. VHF: +30dBm, UHF: +37dBm, 32filters + 2 Adj sub band per Band, NFPA, DC, VHF: 3.5MHz BW Internal Duplexer, UHF: 2MHz BW Internal Duplexer ,UL2524 2nd Edition Listed FIPLEX BY HONEYWELL BDA | DH14ED-37 |  | Y | 10
HONBDA-D-VT32DH | 7438 | 001000010037003900440064 | Y | N | DIGITAL SIGNAL BOOSTER DUAL BAND. VHF 136-174MHz & UHF 470-512MHz. VHF: +30dBm, UHF: +37dBm, 32filters + 2 Adj sub band per Band, NFPA, DC, VHF: 3.5MHz BW Internal Duplexer, UHF: 2MHz BW Internal Duplexer,Donor Side only ,UL2524 2nd Edition Listed FIPLEX BY HONEYWELL BDA | DH14ED-37 |  | Y | 10
HONBDA-D-VT32SH | 7439 | 001000010037003900440064 | Y | N | DIGITAL SIGNAL BOOSTER DUAL BAND. VHF 136-174MHz & UHF 470-512MHz. VHF: +30dBm, UHF: +37dBm, 32filters + 2 Adj sub band per Band, NFPA, DC, VHF: 3.5MHz BW Internal Duplexer, UHF: 2MHz BW Internal Duplexer,Serving Side only ,UL2524 2nd Edition Listed FIPLEX BY HONEYWELL BDA | DH14ED-37 |  | Y | 10
HONBDA-7S27B-IB-06 | 8440 | 0010000100370119012201230124 | Y | N | PS 700 + 800MHz Dual Band, 769-775/799-805MHz, 851-861/806-816MHz, Excludes LTE Band 14 and 800 ESMR, Class B, 0.5W / +27dBm per band (Upgradeable options to Class A & 2W/+33dBm options), AC, Batteries Included. IFC & NFPA compliant, UL2524 2nd Edition Listed FIPLEX BY HONEYWELL Digital BDA | DH7S-A-MMS-N2 |  | Y | 10
HONBDA-D-VT3RWCDH | 7441 | 001000010037003900440064 | Y | N | DIGITAL SIGNAL BOOSTER DUAL BAND. VHF 136-174MHz & UHF 470-512MHz. VHF: +30dBm, UHF: +37dBm, 32filters + 2 Adj sub band per Band, NFPA, DC, VHF: 3.5MHz BW Internal Duplexer, UHF: 483.4-484.5/486.4-487.5 & 488.5-489/491.5-492MHz internal Duplexer,Donor Sid ,UL2524 2nd Edition Listed FIPLEX BY HONEYWELL BDA | DH14ED-37 |  | Y | 10
HONBDA-D-VT3RWCSH | 7442 | 001000010037003900440064 | Y | N | DIGITAL SIGNAL BOOSTER DUAL BAND. VHF 136-174MHz & UHF 470-512MHz. VHF: +30dBm, UHF: +37dBm, 32filters + 2 Adj sub band per Band, NFPA, DC, VHF: 3.5MHz BW Internal Duplexer, UHF: 483.4-484.5/486.4-487.5 & 488.5-489/491.5-492MHz internal Duplexer,Serving S ,UL2524 2nd Edition Listed FIPLEX BY HONEYWELL BDA | DH14ED-37 |  | Y | 10
HONBDA-7S27B-IB-10 | 8143 | 0010000100370119012201230124 | Y | N | PS 700 + 800MHz Dual Band, 758-775/788-805MHz, 851-861/806-816MHz, Excludes 800 ESMR, Class B, 0.5W / +27dBm per band (Upgradeable options to Class A & 2W/+33dBm options), AC, Batteries Included. IFC & NFPA compliant, UL2524 2nd Edition Listed FIPLEX BY HONEYWELL Digital BDA | DH7S-A-MMS-N1 |  | Y | 10
HONBDA-D-VTN00DH | 7444 | 001000010037003900440064 | Y | N | DIGITAL SIGNAL BOOSTER DUAL BAND. VHF 136-174MHz & UHF 470-512MHz. VHF: +30dBm, UHF: +37dBm, 32filters + 2 Adj sub band per Band, NFPA, DC, VHF: No Internal Duplexer, UHF: DUAL SUB BAND, Each Band 0.7MHz BW, internal Duplexer,Donor Side only ,UL2524 2nd Edition Listed FIPLEX BY HONEYWELL BDA | DH14ED-37 |  | Y | 10
HONBDA-D-VTN00SH | 7445 | 001000010037003900440064 | Y | N | DIGITAL SIGNAL BOOSTER DUAL BAND. VHF 136-174MHz & UHF 470-512MHz. VHF: +30dBm, UHF: +37dBm, 32filters + 2 Adj sub band per Band, NFPA, DC, VHF: No Internal Duplexer, UHF: DUAL SUB BAND, Each Band 0.7MHz BW, internal Duplexer,Serving Side only ,UL2524 2nd Edition Listed FIPLEX BY HONEYWELL BDA | DH14ED-37 |  | Y | 10
HONBDA-7S27B-IB-18 | 8145 | 0010000100370119012201230124 | Y | N | PS 700 + 800MHz Dual Band, 758-775/799-805MHz, 851-869/806-824MHz, Class B, 0.5W / +27dBm per band (Upgradeable options to Class A & 2W/+33dBm options), AC, Batteries Included. IFC & NFPA compliant, UL2524 2nd Edition Listed FIPLEX BY HONEYWELL Digital BDA | DH7S-A-MMS-W |  | Y | 10
HONBDA-D-VTN0DH | 7447 | 001000010037003900440064 | Y | N | DIGITAL SIGNAL BOOSTER DUAL BAND. VHF 136-174MHz & UHF 470-512MHz. VHF: +30dBm, UHF: +37dBm, 32filters + 2 Adj sub band per Band, NFPA, DC, VHF: No Internal Duplexer, UHF: 0.7MHz BW Internal Duplexer,Donor Side only ,UL2524 2nd Edition Listed FIPLEX BY HONEYWELL BDA | DH14ED-37 |  | Y | 10
HONBDA-D-VTN0SH | 7448 | 001000010037003900440064 | Y | N | DIGITAL SIGNAL BOOSTER DUAL BAND. VHF 136-174MHz & UHF 470-512MHz. VHF: +30dBm, UHF: +37dBm, 32filters + 2 Adj sub band per Band, NFPA, DC, VHF: No Internal Duplexer, UHF: 0.7MHz BW Internal Duplexer,Serving Side only ,UL2524 2nd Edition Listed FIPLEX BY HONEYWELL BDA | DH14ED-37 |  | Y | 10
HONBDA-D-VTN11H | 7449 | 001000010037003900440064 | Y | N | DIGITAL SIGNAL BOOSTER DUAL BAND. VHF 136-174MHz & UHF 470-512MHz. VHF: +30dBm, UHF: +37dBm, 32filters + 2 Adj sub band per Band, NFPA, DC, VHF: No Internal Duplexer, UHF: DUAL SUB BAND, Each Band 1.5MHz BW, internal Duplexer ,UL2524 2nd Edition Listed FIPLEX BY HONEYWELL BDA | DH14ED-37 |  | Y | 10
HONBDA-D-VTN11DH | 7450 | 001000010037003900440064 | Y | N | DIGITAL SIGNAL BOOSTER DUAL BAND. VHF 136-174MHz & UHF 470-512MHz. VHF: +30dBm, UHF: +37dBm, 32filters + 2 Adj sub band per Band, NFPA, DC, VHF: No Internal Duplexer, UHF: DUAL SUB BAND, Each Band 1.5MHz BW, internal Duplexer,Donor Side only ,UL2524 2nd Edition Listed FIPLEX BY HONEYWELL BDA | DH14ED-37 |  | Y | 10
HONBDA-D-VTN11SH | 7451 | 001000010037003900440064 | Y | N | DIGITAL SIGNAL BOOSTER DUAL BAND. VHF 136-174MHz & UHF 470-512MHz. VHF: +30dBm, UHF: +37dBm, 32filters + 2 Adj sub band per Band, NFPA, DC, VHF: No Internal Duplexer, UHF: DUAL SUB BAND, Each Band 1.5MHz BW, internal Duplexer,Serving Side only ,UL2524 2nd Edition Listed FIPLEX BY HONEYWELL BDA | DH14ED-37 |  | Y | 10
HONBDA-D-VTN1H | 7452 | 001000010037003900440064 | Y | N | DIGITAL SIGNAL BOOSTER DUAL BAND. VHF 136-174MHz & UHF 470-512MHz. VHF: +30dBm, UHF: +37dBm, 32filters + 2 Adj sub band per Band, NFPA, DC, VHF: No Internal Duplexer, UHF: 1.5MHz BW Internal Duplexer ,UL2524 2nd Edition Listed FIPLEX BY HONEYWELL BDA | DH14ED-37 |  | Y | 10
HONBDA-D-VTN1DH | 7453 | 001000010037003900440064 | Y | N | DIGITAL SIGNAL BOOSTER DUAL BAND. VHF 136-174MHz & UHF 470-512MHz. VHF: +30dBm, UHF: +37dBm, 32filters + 2 Adj sub band per Band, NFPA, DC, VHF: No Internal Duplexer, UHF: 1.5MHz BW Internal Duplexer,Donor Side only ,UL2524 2nd Edition Listed FIPLEX BY HONEYWELL BDA | DH14ED-37 |  | Y | 10
HONBDA-D-VTN1SH | 7454 | 001000010037003900440064 | Y | N | DIGITAL SIGNAL BOOSTER DUAL BAND. VHF 136-174MHz & UHF 470-512MHz. VHF: +30dBm, UHF: +37dBm, 32filters + 2 Adj sub band per Band, NFPA, DC, VHF: No Internal Duplexer, UHF: 1.5MHz BW Internal Duplexer,Serving Side only ,UL2524 2nd Edition Listed FIPLEX BY HONEYWELL BDA | DH14ED-37 |  | Y | 10
HONBDA-D-VTN2H | 7455 | 001000010037003900440064 | Y | N | DIGITAL SIGNAL BOOSTER DUAL BAND. VHF 136-174MHz & UHF 470-512MHz. VHF: +30dBm, UHF: +37dBm, 32filters + 2 Adj sub band per Band, NFPA, DC, VHF: No Internal Duplexer, UHF: 2MHz BW Internal Duplexer ,UL2524 2nd Edition Listed FIPLEX BY HONEYWELL BDA | DH14ED-37 |  | Y | 10
HONBDA-D-VTN2DH | 7456 | 001000010037003900440064 | Y | N | DIGITAL SIGNAL BOOSTER DUAL BAND. VHF 136-174MHz & UHF 470-512MHz. VHF: +30dBm, UHF: +37dBm, 32filters + 2 Adj sub band per Band, NFPA, DC, VHF: No Internal Duplexer, UHF: 2MHz BW Internal Duplexer,Donor Side only ,UL2524 2nd Edition Listed FIPLEX BY HONEYWELL BDA | DH14ED-37 |  | Y | 10
HONBDA-D-VTN2SH | 7457 | 001000010037003900440064 | Y | N | DIGITAL SIGNAL BOOSTER DUAL BAND. VHF 136-174MHz & UHF 470-512MHz. VHF: +30dBm, UHF: +37dBm, 32filters + 2 Adj sub band per Band, NFPA, DC, VHF: No Internal Duplexer, UHF: 2MHz BW Internal Duplexer,Serving Side only ,UL2524 2nd Edition Listed FIPLEX BY HONEYWELL BDA | DH14ED-37 |  | Y | 10
HONBDA-7S-D-RMA | 1407 | 0010000100370040004800500058 | Y | N | Rack mount, VHF + UHF or 700 + 800 + Band 14, direct connection, 64ch filters (Class A) + 4 Adb BW (Class B) per band, 8 optical ports, non-Over The Air, FIPLEX BY HONEYWELL | DH147S-RMA-MTHR | DH147S-D-RMA | Y | 10
HONBDA-D-VTNRWCDH | 7459 | 001000010037003900440064 | Y | N | DIGITAL SIGNAL BOOSTER DUAL BAND. VHF 136-174MHz & UHF 470-512MHz. VHF: +30dBm, UHF: +37dBm, 32filters + 2 Adj sub band per Band, NFPA, DC, VHF: No Internal Duplexer, UHF: 483.4-484.5/486.4-487.5 & 488.5-489/491.5-492MHz internal Duplexer,Donor Side only ,UL2524 2nd Edition Listed FIPLEX BY HONEYWELL BDA | DH14ED-37 |  | Y | 10
HONBDA-D-VTNRWCSH | 7460 | 001000010037003900440064 | Y | N | DIGITAL SIGNAL BOOSTER DUAL BAND. VHF 136-174MHz & UHF 470-512MHz. VHF: +30dBm, UHF: +37dBm, 32filters + 2 Adj sub band per Band, NFPA, DC, VHF: No Internal Duplexer, UHF: 483.4-484.5/486.4-487.5 & 488.5-489/491.5-492MHz internal Duplexer,Serving Side onl ,UL2524 2nd Edition Listed FIPLEX BY HONEYWELL BDA | DH14ED-37 |  | Y | 10
HONBDA-A-727AH | 1497 | 0010000100370039004300460098 | Y | N | PS 700 MHz incl Band 14 High Capacity, Class A,0.5W / +27dBm, AC. NFPA compliant, UL2524 2nd Edition Listed FIPLEX BY HONEYWELL Digital BDA | DH7S-A | DH7S-A-727AH | Y | 10
HONBDA-D-VU304DH | 7480 | 001000010037003900440064 | Y | N | DIGITAL SIGNAL BOOSTER DUAL BAND. VHF 136-174MHz & UHF 450-470MHz. VHF: +30dBm, UHF: +37dBm, 32filters + 2 Adj sub band per Band, NFPA, DC, VHF: 3.5MHz BW Internal Duplexer, UHF: DUAL SUB BAND, Band #1: 0.7MHz BW, Band #2: 4MHz BW, internal Duplexer,Donor ,UL2524 2nd Edition Listed FIPLEX BY HONEYWELL BDA | DH14ED-37 |  | Y | 10
HONBDA-D-VU304SH | 7481 | 001000010037003900440064 | Y | N | DIGITAL SIGNAL BOOSTER DUAL BAND. VHF 136-174MHz & UHF 450-470MHz. VHF: +30dBm, UHF: +37dBm, 32filters + 2 Adj sub band per Band, NFPA, DC, VHF: 3.5MHz BW Internal Duplexer, UHF: DUAL SUB BAND, Band #1: 0.7MHz BW, Band #2: 4MHz BW, internal Duplexer,Servi ,UL2524 2nd Edition Listed FIPLEX BY HONEYWELL BDA | DH14ED-37 |  | Y | 10
HONBDA-D-VU322H | 7482 | 001000010037003900440064 | Y | N | DIGITAL SIGNAL BOOSTER DUAL BAND. VHF 136-174MHz & UHF 450-470MHz. VHF: +30dBm, UHF: +37dBm, 32filters + 2 Adj sub band per Band, NFPA, DC, VHF: 3.5MHz BW Internal Duplexer, UHF: DUAL SUB BAND, Each Band 2MHz BW, internal Duplexer ,UL2524 2nd Edition Listed FIPLEX BY HONEYWELL BDA | DH14ED-37 |  | Y | 10
HONBDA-D-VU322DH | 7483 | 001000010037003900440064 | Y | N | DIGITAL SIGNAL BOOSTER DUAL BAND. VHF 136-174MHz & UHF 450-470MHz. VHF: +30dBm, UHF: +37dBm, 32filters + 2 Adj sub band per Band, NFPA, DC, VHF: 3.5MHz BW Internal Duplexer, UHF: DUAL SUB BAND, Each Band 2MHz BW, internal Duplexer,Donor Side only ,UL2524 2nd Edition Listed FIPLEX BY HONEYWELL BDA | DH14ED-37 |  | Y | 10
HONBDA-D-VU322SH | 7484 | 001000010037003900440064 | Y | N | DIGITAL SIGNAL BOOSTER DUAL BAND. VHF 136-174MHz & UHF 450-470MHz. VHF: +30dBm, UHF: +37dBm, 32filters + 2 Adj sub band per Band, NFPA, DC, VHF: 3.5MHz BW Internal Duplexer, UHF: DUAL SUB BAND, Each Band 2MHz BW, internal Duplexer,Serving Side only ,UL2524 2nd Edition Listed FIPLEX BY HONEYWELL BDA | DH14ED-37 |  | Y | 10
HONBDA-D-VU32H | 7485 | 001000010037003900440064 | Y | N | DIGITAL SIGNAL BOOSTER DUAL BAND. VHF 136-174MHz & UHF 450-470MHz. VHF: +30dBm, UHF: +37dBm, 32filters + 2 Adj sub band per Band, NFPA, DC, VHF: 3.5MHz BW Internal Duplexer, UHF: 2MHz BW Internal Duplexer ,UL2524 2nd Edition Listed FIPLEX BY HONEYWELL BDA | DH14ED-37 |  | Y | 10
HONBDA-D-VU32DH | 7486 | 001000010037003900440064 | Y | N | DIGITAL SIGNAL BOOSTER DUAL BAND. VHF 136-174MHz & UHF 450-470MHz. VHF: +30dBm, UHF: +37dBm, 32filters + 2 Adj sub band per Band, NFPA, DC, VHF: 3.5MHz BW Internal Duplexer, UHF: 2MHz BW Internal Duplexer,Donor Side only ,UL2524 2nd Edition Listed FIPLEX BY HONEYWELL BDA | DH14ED-37 |  | Y | 10
HONBDA-D-VU32SH | 7487 | 001000010037003900440064 | Y | N | DIGITAL SIGNAL BOOSTER DUAL BAND. VHF 136-174MHz & UHF 450-470MHz. VHF: +30dBm, UHF: +37dBm, 32filters + 2 Adj sub band per Band, NFPA, DC, VHF: 3.5MHz BW Internal Duplexer, UHF: 2MHz BW Internal Duplexer,Serving Side only ,UL2524 2nd Edition Listed FIPLEX BY HONEYWELL BDA | DH14ED-37 |  | Y | 10
HONBDA-A-733AH | 1493 | 0010000100370039004300460098 | Y | N | PS 700 MHz incl Band 14 High Capacity, Class A,2W / +33dBm, AC. NFPA compliant, UL2524 2nd Edition Listed FIPLEX BY HONEYWELL Digital BDA | DH7S-A | DH7S-A-733AH | Y | 10
HONBDA-D-VU35H | 7489 | 001000010037003900440064 | Y | N | DIGITAL SIGNAL BOOSTER DUAL BAND. VHF 136-174MHz & UHF 450-470MHz. VHF: +30dBm, UHF: +37dBm, 32filters + 2 Adj sub band per Band, NFPA, DC, VHF: 3.5MHz BW Internal Duplexer, UHF: 5MHz BW Internal Duplexer ,UL2524 2nd Edition Listed FIPLEX BY HONEYWELL BDA | DH14ED-37 |  | Y | 10
HONBDA-D-VU35DH | 7490 | 001000010037003900440064 | Y | N | DIGITAL SIGNAL BOOSTER DUAL BAND. VHF 136-174MHz & UHF 450-470MHz. VHF: +30dBm, UHF: +37dBm, 32filters + 2 Adj sub band per Band, NFPA, DC, VHF: 3.5MHz BW Internal Duplexer, UHF: 5MHz BW Internal Duplexer,Donor Side only ,UL2524 2nd Edition Listed FIPLEX BY HONEYWELL BDA | DH14ED-37 |  | Y | 10
HONBDA-D-VU35SH | 7491 | 001000010037003900440064 | Y | N | DIGITAL SIGNAL BOOSTER DUAL BAND. VHF 136-174MHz & UHF 450-470MHz. VHF: +30dBm, UHF: +37dBm, 32filters + 2 Adj sub band per Band, NFPA, DC, VHF: 3.5MHz BW Internal Duplexer, UHF: 5MHz BW Internal Duplexer,Serving Side only ,UL2524 2nd Edition Listed FIPLEX BY HONEYWELL BDA | DH14ED-37 |  | Y | 10
HONBDA-A-737AH | 2951 | 0010000100370039004300460098 | Y | N | PS 700 MHz incl Band 14 High Capacity, Class A,5W / +37dBm, AC. NFPA compliant, UL2524 2nd Edition FIPLEX BY HONEYWELL Digital BDA | DH7S-A-37 | DH7S-A-737AH | Y | 10
HONBDA-D-VU3MDADH | 7493 | 001000010037003900440064 | Y | N | DIGITAL SIGNAL BOOSTER DUAL BAND. VHF 136-174MHz & UHF 450-470MHz. VHF: +30dBm, UHF: +37dBm, 32filters + 2 Adj sub band per Band, NFPA, DC, VHF: 3.5MHz BW Internal Duplexer, UHF: 453-454/458-459 & 460-462/465-467MHz internal Duplexer,Donor Side only ,UL2524 2nd Edition Listed FIPLEX BY HONEYWELL BDA | DH14ED-37 |  | Y | 10
HONBDA-D-VU3MDASH | 7494 | 001000010037003900440064 | Y | N | DIGITAL SIGNAL BOOSTER DUAL BAND. VHF 136-174MHz & UHF 450-470MHz. VHF: +30dBm, UHF: +37dBm, 32filters + 2 Adj sub band per Band, NFPA, DC, VHF: 3.5MHz BW Internal Duplexer, UHF: 453-454/458-459 & 460-462/465-467MHz internal Duplexer,Serving Side only ,UL2524 2nd Edition Listed FIPLEX BY HONEYWELL BDA | DH14ED-37 |  | Y | 10
HONBDA-A-7S27B | 1157 | 001000010037003900430045 | Y | N | PS 700 + 800MHz Dual Band incl Band 14, Class B,0.5W / +27dBm per band (Upgradeable options to Class A & 2W/+33dBm options), AC. NFPA compliant, UL2524 2nd Edition Listed FIPLEX BY HONEYWELL Digital BDA | DH7S-A | DH7S-A-7S27B | Y | 10
HONBDA-D-VUN04DH | 7497 | 001000010037003900440064 | Y | N | DIGITAL SIGNAL BOOSTER DUAL BAND. VHF 136-174MHz & UHF 450-470MHz. VHF: +30dBm, UHF: +37dBm, 32filters + 2 Adj sub band per Band, NFPA, DC, VHF: No Internal Duplexer, UHF: DUAL SUB BAND, Band #1: 0.7MHz BW, Band #2: 4MHz BW, internal Duplexer,Donor Side o ,UL2524 2nd Edition Listed FIPLEX BY HONEYWELL BDA | DH14ED-37 |  | Y | 10
HONBDA-D-VUN04SH | 7498 | 001000010037003900440064 | Y | N | DIGITAL SIGNAL BOOSTER DUAL BAND. VHF 136-174MHz & UHF 450-470MHz. VHF: +30dBm, UHF: +37dBm, 32filters + 2 Adj sub band per Band, NFPA, DC, VHF: No Internal Duplexer, UHF: DUAL SUB BAND, Band #1: 0.7MHz BW, Band #2: 4MHz BW, internal Duplexer,Serving Side ,UL2524 2nd Edition Listed FIPLEX BY HONEYWELL BDA | DH14ED-37 |  | Y | 10
HONBDA-D-VUN22H | 7499 | 001000010037003900440064 | Y | N | DIGITAL SIGNAL BOOSTER DUAL BAND. VHF 136-174MHz & UHF 450-470MHz. VHF: +30dBm, UHF: +37dBm, 32filters + 2 Adj sub band per Band, NFPA, DC, VHF: No Internal Duplexer, UHF: DUAL SUB BAND, Each Band 2MHz BW, internal Duplexer ,UL2524 2nd Edition Listed FIPLEX BY HONEYWELL BDA | DH14ED-37 |  | Y | 10
HONBDA-D-VUN22DH | 7500 | 001000010037003900440064 | Y | N | DIGITAL SIGNAL BOOSTER DUAL BAND. VHF 136-174MHz & UHF 450-470MHz. VHF: +30dBm, UHF: +37dBm, 32filters + 2 Adj sub band per Band, NFPA, DC, VHF: No Internal Duplexer, UHF: DUAL SUB BAND, Each Band 2MHz BW, internal Duplexer,Donor Side only ,UL2524 2nd Edition Listed FIPLEX BY HONEYWELL BDA | DH14ED-37 |  | Y | 10
HONBDA-D-VUN22SH | 7501 | 001000010037003900440064 | Y | N | DIGITAL SIGNAL BOOSTER DUAL BAND. VHF 136-174MHz & UHF 450-470MHz. VHF: +30dBm, UHF: +37dBm, 32filters + 2 Adj sub band per Band, NFPA, DC, VHF: No Internal Duplexer, UHF: DUAL SUB BAND, Each Band 2MHz BW, internal Duplexer,Serving Side only ,UL2524 2nd Edition Listed FIPLEX BY HONEYWELL BDA | DH14ED-37 |  | Y | 10
HONBDA-D-VUN2H | 7502 | 001000010037003900440064 | Y | N | DIGITAL SIGNAL BOOSTER DUAL BAND. VHF 136-174MHz & UHF 450-470MHz. VHF: +30dBm, UHF: +37dBm, 32filters + 2 Adj sub band per Band, NFPA, DC, VHF: No Internal Duplexer, UHF: 2MHz BW Internal Duplexer ,UL2524 2nd Edition Listed FIPLEX BY HONEYWELL BDA | DH14ED-37 |  | Y | 10
HONBDA-D-VUN2DH | 7503 | 001000010037003900440064 | Y | N | DIGITAL SIGNAL BOOSTER DUAL BAND. VHF 136-174MHz & UHF 450-470MHz. VHF: +30dBm, UHF: +37dBm, 32filters + 2 Adj sub band per Band, NFPA, DC, VHF: No Internal Duplexer, UHF: 2MHz BW Internal Duplexer,Donor Side only ,UL2524 2nd Edition Listed FIPLEX BY HONEYWELL BDA | DH14ED-37 |  | Y | 10
HONBDA-D-VUN2SH | 7504 | 001000010037003900440064 | Y | N | DIGITAL SIGNAL BOOSTER DUAL BAND. VHF 136-174MHz & UHF 450-470MHz. VHF: +30dBm, UHF: +37dBm, 32filters + 2 Adj sub band per Band, NFPA, DC, VHF: No Internal Duplexer, UHF: 2MHz BW Internal Duplexer,Serving Side only ,UL2524 2nd Edition Listed FIPLEX BY HONEYWELL BDA | DH14ED-37 |  | Y | 10
HONBDA-A-7S27B-4 | 8743 | 001000010037003900430045 | Y | N | PS 700 + 800MHz Dual Band incl Band 14, Class B,0.5W / +27dBm per band (Upgradeable options to Class A & 2W/+33dBm options), AC. NFPA compliant, UL2524 2nd Edition Listed FIPLEX BY HONEYWELL Digital BDA | DH7S-A-4 | DH7S-A-7S27B | Y | 10
HONBDA-D-VUN4DH | 7506 | 001000010037003900440064 | Y | N | DIGITAL SIGNAL BOOSTER DUAL BAND. VHF 136-174MHz & UHF 450-470MHz. VHF: +30dBm, UHF: +37dBm, 32filters + 2 Adj sub band per Band, NFPA, DC, VHF: No Internal Duplexer, UHF: 4MHz BW Internal Duplexer,Donor Side only ,UL2524 2nd Edition Listed FIPLEX BY HONEYWELL BDA | DH14ED-37 |  | Y | 10
HONBDA-D-VUN4SH | 7507 | 001000010037003900440064 | Y | N | DIGITAL SIGNAL BOOSTER DUAL BAND. VHF 136-174MHz & UHF 450-470MHz. VHF: +30dBm, UHF: +37dBm, 32filters + 2 Adj sub band per Band, NFPA, DC, VHF: No Internal Duplexer, UHF: 4MHz BW Internal Duplexer,Serving Side only ,UL2524 2nd Edition Listed FIPLEX BY HONEYWELL BDA | DH14ED-37 |  | Y | 10
HONBDA-D-VUN5H | 7508 | 001000010037003900440064 | Y | N | DIGITAL SIGNAL BOOSTER DUAL BAND. VHF 136-174MHz & UHF 450-470MHz. VHF: +30dBm, UHF: +37dBm, 32filters + 2 Adj sub band per Band, NFPA, DC, VHF: No Internal Duplexer, UHF: 5MHz BW Internal Duplexer ,UL2524 2nd Edition Listed FIPLEX BY HONEYWELL BDA | DH14ED-37 |  | Y | 10
HONBDA-D-VUN5DH | 7509 | 001000010037003900440064 | Y | N | DIGITAL SIGNAL BOOSTER DUAL BAND. VHF 136-174MHz & UHF 450-470MHz. VHF: +30dBm, UHF: +37dBm, 32filters + 2 Adj sub band per Band, NFPA, DC, VHF: No Internal Duplexer, UHF: 5MHz BW Internal Duplexer,Donor Side only ,UL2524 2nd Edition Listed FIPLEX BY HONEYWELL BDA | DH14ED-37 |  | Y | 10
HONBDA-D-VUN5SH | 7510 | 001000010037003900440064 | Y | N | DIGITAL SIGNAL BOOSTER DUAL BAND. VHF 136-174MHz & UHF 450-470MHz. VHF: +30dBm, UHF: +37dBm, 32filters + 2 Adj sub band per Band, NFPA, DC, VHF: No Internal Duplexer, UHF: 5MHz BW Internal Duplexer,Serving Side only ,UL2524 2nd Edition Listed FIPLEX BY HONEYWELL BDA | DH14ED-37 |  | Y | 10
HONBDA-A-7S33A-M | 7181 | 001000010037004001030104 | Y | N | Fiber DAS. OTA PUBLIC SAFETY CENTRIC SMALL DAS MASTER. 758-869MHz. PS800 + PS700 + FIRSTNET, Dual Band, 32 Channels per band, 2 optical ports, 1 RF Output port +33dBm per band, AC ,UL2524 2nd Edition Listed FIPLEX BY HONEYWELL Fiber DAS | DH7S-A | DH7S-A-7S33A-M | Y | 10
HONBDA-D-VUNMDADH | 7512 | 001000010037003900440064 | Y | N | DIGITAL SIGNAL BOOSTER DUAL BAND. VHF 136-174MHz & UHF 450-470MHz. VHF: +30dBm, UHF: +37dBm, 32filters + 2 Adj sub band per Band, NFPA, DC, VHF: No Internal Duplexer, UHF: 453-454/458-459 & 460-462/465-467MHz internal Duplexer,Donor Side only ,UL2524 2nd Edition Listed FIPLEX BY HONEYWELL BDA | DH14ED-37 |  | Y | 10
HONBDA-D-VUNMDASH | 7513 | 001000010037003900440064 | Y | N | DIGITAL SIGNAL BOOSTER DUAL BAND. VHF 136-174MHz & UHF 450-470MHz. VHF: +30dBm, UHF: +37dBm, 32filters + 2 Adj sub band per Band, NFPA, DC, VHF: No Internal Duplexer, UHF: 453-454/458-459 & 460-462/465-467MHz internal Duplexer,Serving Side only ,UL2524 2nd Edition Listed FIPLEX BY HONEYWELL BDA | DH14ED-37 |  | Y | 10
HONBDA-D-VUT2NH | 7514 | 001000010037003900440064 | Y | N | DIGITAL SIGNAL BOOSTER DUAL BAND. VHF 136-174MHz & UHF 450-512MHz. VHF: +30dBm, UHF: +37dBm, 32filters + 2 Adj sub band per Band, NFPA, DC, VHF: 2MHz BW Internal Duplexer, UHF: No Internal Duplexer ,UL2524 2nd Edition Listed FIPLEX BY HONEYWELL BDA | DH14ED-37 |  | Y | 10
HONBDA-A-7S33A-R | 7192 | 001000010037004001030105 | Y | N | Fiber DAS. OTA PUBLIC SAFETY CENTRIC SMALL DAS REMOTE. 758-869MHz. PS800 + PS700 + FIRSTNET, Dual Band, +33dBm per band, 32 Channels per band, 1 optical port, AC ,UL2524 2nd Edition Listed FIPLEX BY HONEYWELL Fiber DAS | DH7S-A | DH7S-A-7S33A-R | Y | 10
HONBDA-A-7S33AR1 | 1448 | 0010000100370040004800510059 | Y | N | PS 700 + 800MHz Public Safety Centric DAS Remote, including Band 14, class A, 2W/+33dBm per band, AC.NFPA compliant, UL2524 2nd Edition FIPLEX BY HONEYWELL PSC Fiber DAS | DH7S-A | DH7S-A-7S33AR1 | Y | 10
HONBDA-A-7S33AR1-4 | 8421 | 0010000100370040004800510059 | Y | N | PS 700 + 800MHz Public Safety Centric DAS Remote, including Band 14, class A, 2W/+33dBm per band, AC.NFPA compliant, UL2524 2nd Edition FIPLEX BY HONEYWELL PSC Fiber DAS | DH7S-A-4 | DH7S-A-7S33AR1-4 | Y | 10
HONBDA-A-7S33AR2 | 7149 | 0010000100370040004800510059 | Y | N | Fiber DAS. OTA PUBLIC SAFETY CENTRIC DAS REMOTE. 758-869MHz. PS800 + PS700 + FIRSTNET, Dual Band, +33dBm per band, 64 Channels per band, 2 optical port, AC ,UL2524 2nd Edition Listed FIPLEX BY HONEYWELL Fiber DAS | DH7S-A |  | Y | 10
HONBDA-A-U2L | 4856 | 001000010037003900440066 | Y | N | DIGITAL SIGNAL BOOSTER.UHF 450-470 MHz, +30dBm, 32 filters +2 Adj sub bands, NFPA, class A, AC & DC, 2MHz BW internal Duplexer ,UL2524 2nd Edition Listed FIPLEX BY HONEYWELL Digital BDA | DH14CA | DH14CA-AU-20 | Y | 10
HONBDA-A-7S33AR2-4 | 8603 | 0010000100370040004800510059 | Y | N | Fiber DAS. OTA PUBLIC SAFETY CENTRIC DAS REMOTE. 758-869MHz. PS800 + PS700 + FIRSTNET, Dual Band, +33dBm per band, 64 Channels per band, 2 optical port, AC ,UL2524 2nd Edition Listed FIPLEX BY HONEYWELL Fiber DAS | DH7S-A-4 | DH7S-A-7S33AR2-4 | Y | 10
HONBDA-A-U5L | 4858 | 001000010037003900440066 | Y | N | DIGITAL SIGNAL BOOSTER.UHF 450-470 MHz, +30dBm, 32 filters +2 Adj sub bands, NFPA, class A, AC & DC, 5MHz BW internal Duplexer ,UL2524 2nd Edition Listed FIPLEX BY HONEYWELL BDA | DH14CA | DH14CA-AU-50 | Y | 10
HONBDA-A-U24L | 4859 | 001000010037003900440066 | Y | N | DIGITAL SIGNAL BOOSTER DUAL SUB BAND.UHF 450-470 MHz, +30dBm, 32 filters +2 Adj sub bands, NFPA, class A, AC&DC, Band #1: 2MHz BWW, Band #2: 4MHz BW internal Duplexer ,UL2524 2nd Edition Listed FIPLEX BY HONEYWELL Digital BDA | DH14EA-BA | DH14EA-AU-2040 | Y | 10
HONBDA-A-7S37A | 2949 | 001000010037003900430045 | Y | N | PS 700 + 800MHz Dual Band incl Band 14, Class A,5W / +37dBm per band, AC. NFPA compliant, UL2524 2nd Edition FIPLEX BY HONEYWELL Digital BDA | DH7S-A-37 | DH7S-A-7S37A | Y | 10
HONBDA-A-U22L | 4861 | 001000010037003900440066 | Y | N | DIGITAL SIGNAL BOOSTER DUAL SUB BAND.UHF 450-470 MHz, +30dBm, 32 filters +2 Adj sub bands, NFPA, class A, AC & DC, Band#1: 2.0MHz BW - Band #2: 2.0MHz BW, internal Duplexer ,UL2524 2nd Edition Listed FIPLEX BY HONEYWELL Digital BDA | DH14EA-BA | DH14EA-AU-2020 | Y | 10
HONBDA-A-7S37AR1 | 3213 | 0010000100370040004800510059 | Y | N | PS 700 + 800MHz Public Safety Centric DAS Remote, including Band 14, class A, 5W/+37dBm per band, AC.NFPA compliant, UL2524 2nd Edition FIPLEX BY HONEYWELL PSC Fiber DAS | DH7S-A-37 | DH7S-A-7S37AR1 | Y | 10
HONBDA-A-UT02L | 4864 | 001000010037003900440066 | Y | N | DIGITAL SIGNAL BOOSTER DUAL SUB BAND.UHF 450-512 MHz, +30dBm, 32 filters +2 Adj sub bands, NFPA, class A, AC & DC, Band#1: 2.0MHz BW - Band #2: 0.7MHz BW, internal Duplexer ,UL2524 2nd Edition Listed FIPLEX BY HONEYWELL Digital BDA | DH14EA-BA | DH14EA-AUT-2007 | Y | 10
HONBDA-A-UT12L | 4865 | 001000010037003900440066 | Y | N | DIGITAL SIGNAL BOOSTER DUAL SUB BAND.UHF 450-512 MHz, +30dBm, 32 filters +2 Adj sub bands, NFPA, class A, AC & DC, Band#1: 2.0MHz BW - Band #2: 1.5MHz BW, internal Duplexer ,UL2524 2nd Edition Listed FIPLEX BY HONEYWELL Digital BDA | DH14EA-BA | DH14EA-AUT-2015 | Y | 10
HONBDA-A-UT002L | 4866 | 001000010037003900440066 | Y | N | DIGITAL SIGNAL BOOSTER TRIPLE SUB BAND.UHF 450-512 MHz, +30dBm, 32 filters +2 Adj sub bands, NFPA, class A, AC & DC, Band#1: 2.0MHz BW - Band #2: 0.7MHz BW - Band #3: 0.7MHz BW, internal Duplexer ,UL2524 2nd Edition Listed FIPLEX BY HONEYWELL Digital BDA | DH14EA-BA | DH14EA-AUT-200707 | Y | 10
HONBDA-A-UTMDA0L | 4867 | 001000010037003900440066 | Y | N | DIGITAL SIGNAL BOOSTER TRIPLE SUB BAND.UHF 450-512 MHz, +30dBm, 32 filters +2 Adj sub bands, NFPA, class A, AC & DC, Band#1: 453-454/458-459MHz - Band #2: 460-462/465-467MHz - Band #3: 0.7MHz BW, internal Duplexer ,UL2524 2nd Edition Listed FIPLEX BY HONEYWELL Digital BDA | DH14EA-BA | DH14EA-AUT-MDA07 | Y | 10
HONBDA-A-U2H | 4907 | 001000010037003900440066 | Y | N | DIGITAL SIGNAL BOOSTER.UHF 450-470 MHz, +37dBm, 32 filters +2 Adj sub bands, NFPA, class A, AC, 2MHz BW internal Duplexer ,UL2524 2nd Edition Listed FIPLEX BY HONEYWELL Digital BDA | DH14EA-37 | DH14EA-AU-20-37 | Y | 10
HONBDA-A-7S37AR2 | 7208 | 0010000100370040004800510059 | Y | N | Fiber DAS. OTA PUBLIC SAFETY CENTRIC DAS REMOTE. 758-869MHz. PS800 + PS700 + FIRSTNET, Dual Band, +37dBm per band, 64 Channels per band, 2 optical port, AC ,UL2524 2nd Edition Listed FIPLEX BY HONEYWELL Fiber DAS | DH7S-A-37 |  | Y | 10
HONBDA-A-U5H | 4919 | 001000010037003900440066 | Y | N | DIGITAL SIGNAL BOOSTER.UHF 450-470 MHz, +37dBm, 32 filters +2 Adj sub bands, NFPA, class A, AC, 5MHz BW internal Duplexer ,UL2524 2nd Edition Listed FIPLEX BY HONEYWELL Digital BDA | DH14EA-37 | DH14EA-AU-50-37 | Y | 10
HONBDA-A-U24H | 4920 | 001000010037003900440066 | Y | N | DIGITAL SIGNAL BOOSTER DUAL SUB BAND.UHF 450-470 MHz, +37dBm, 32 filters +2 Adj sub bands, NFPA, class A, AC, Band #1: 2MHz BWW, Band #2: 4MHz BW internal Duplexer ,UL2524 2nd Edition Listed FIPLEX BY HONEYWELL Digital BDA | DH14EA-37 | DH14EA-AU-2040-37 | Y | 10
HONBDA-A-U22H | 4921 | 001000010037003900440066 | Y | N | DIGITAL SIGNAL BOOSTER DUAL SUB BAND.UHF 450-470 MHz, +37dBm, 32 filters +2 Adj sub bands, NFPA, class A, AC, Band#1: 2.0MHz BW - Band #2: 2.0MHz BW, internal Duplexer ,UL2524 2nd Edition Listed FIPLEX BY HONEYWELL Digital BDA | DH14EA-37 | DH14EA-AU-2020-37 | Y | 10
HONBDA-A-7S37B | 2955 | 001000010037003900430045 | Y | N | PS 700 + 800MHz Dual Band incl Band 14, Class B,5W / +37dBm per band, AC. NFPA compliant, UL2524 2nd Edition FIPLEX BY HONEYWELL Digital BDA | DH7S-A-37 | DH7S-A-7S37B | Y | 10
HONBDA-A-L15H | 8492 | 0010000100370039004400660134 | Y | N | DIGITAL SIGNAL BOOSTER.UHF 380-400 MHz, +37dBm, 32 filters +2 Adj sub bands, NFPA, class A/B, AC, 5MHz BW internal Duplexer, UL2524 2nd Edition Listed FIPLEX BY HONEYWELL BDA | DH13-A-L1-BA |  | Y | 10
HONBDA-A-UT02H | 4924 | 001000010037003900440066 | Y | N | DIGITAL SIGNAL BOOSTER DUAL SUB BAND.UHF 450-512 MHz, +37dBm, 32 filters +2 Adj sub bands, NFPA, class A, AC, Band#1: 2.0MHz BW - Band #2: 0.7MHz BW, internal Duplexer ,UL2524 2nd Edition Listed FIPLEX BY HONEYWELL Digital BDA | DH14EA-37 | DH14EA-AUT-2007-37 | Y | 10
HONBDA-A-UT12H | 4925 | 001000010037003900440066 | Y | N | DIGITAL SIGNAL BOOSTER DUAL SUB BAND.UHF 450-512 MHz, +37dBm, 32 filters +2 Adj sub bands, NFPA, class A, AC, Band#1: 2.0MHz BW - Band #2: 1.5MHz BW, internal Duplexer ,UL2524 2nd Edition Listed FIPLEX BY HONEYWELL Digital BDA | DH14EA-37 | DH14EA-AUT-2015-37 | Y | 10
HONBDA-A-UT22H | 4926 | 001000010037003900440066 | Y | N | DIGITAL SIGNAL BOOSTER DUAL SUB BAND.UHF 450-512 MHz, +37dBm, 32 filters +2 Adj sub bands, NFPA, class A, AC, Band#1: 2.0MHz BW - Band #2: 2.0MHz BW, internal Duplexer ,UL2524 2nd Edition Listed FIPLEX BY HONEYWELL Digital BDA | DH14EA-37 | DH14EA-AUT-2020-37 | Y | 10
HONBDA-A-UT002H | 4927 | 001000010037003900440066 | Y | N | DIGITAL SIGNAL BOOSTER TRIPLE SUB BAND.UHF 450-512 MHz, +37dBm, 32 filters +2 Adj sub bands, NFPA, class A, AC, Band#1: 2.0MHz BW - Band #2: 0.7MHz BW - Band #3: 0.7MHz BW, internal Duplexer ,UL2524 2nd Edition Listed FIPLEX BY HONEYWELL Digital BDA | DH14EA-37 | DH14EA-AUT-200707-37 | Y | 10
HONBDA-A-UTMDA0H | 4928 | 001000010037003900440066 | Y | N | DIGITAL SIGNAL BOOSTER TRIPLE SUB BAND.UHF 450-512 MHz, +37dBm, 32 filters +2 Adj sub bands, NFPA, class A, AC, Band#1: 453-454/458-459MHz - Band #2: 460-462/465-467MHz - Band #3: 0.7MHz BW, internal Duplexer ,UL2524 2nd Edition Listed FIPLEX BY HONEYWELL Digital BDA | DH14EA-37 | DH14EA-AUT-MDA07-37 | Y | 10
HONBDA-A-L1NH | 8491 | 0010000100370039004400660134 | Y | N | DIGITAL SIGNAL BOOSTER.UHF 380-400 MHz, +37dBm, 32 filters +2 Adj sub bands, NFPA, class A/B, AC, No internal Duplexer, UL2524 2nd Edition Listed FIPLEX BY HONEYWELL BDA | DH13-A-L1-BA |  | Y | 10
HONBDA-A-T1H | 4930 | 001000010037003900440066 | Y | N | DIGITAL SIGNAL BOOSTER.UHF 470-512 MHz, +37dBm, 32 filters +2 Adj sub bands, NFPA, class A, AC, 1.5MHz BW internal Duplexer ,UL2524 2nd Edition Listed FIPLEX BY HONEYWELL Digital BDA | DH14EA-37 | DH14EA-AT-15-37 | Y | 10
HONBDA-A-T2H | 4931 | 001000010037003900440066 | Y | N | DIGITAL SIGNAL BOOSTER.UHF 470-512 MHz, +37dBm, 32 filters +2 Adj sub bands, NFPA, class A, AC, 2MHz BW internal Duplexer ,UL2524 2nd Edition Listed FIPLEX BY HONEYWELL Digital BDA | DH14EA-37 | DH14EA-AT-20-37 | Y | 10
HONBDA-A-T01H | 4932 | 001000010037003900440066 | Y | N | DIGITAL SIGNAL BOOSTER DUAL SUB BAND.UHF 470-512 MHz, +37dBm, 32 filters +2 Adj sub bands, NFPA, class A, AC, Band#1: 0.7MHz BW - Band #2: 1.5MHz BW, internal Duplexer ,UL2524 2nd Edition Listed FIPLEX BY HONEYWELL Digital BDA | DH14EA-37 | DH14EA-AT-0715-37 | Y | 10
HONBDA-A-T11H | 4933 | 001000010037003900440066 | Y | N | DIGITAL SIGNAL BOOSTER DUAL SUB BAND.UHF 470-512 MHz, +37dBm, 32 filters +2 Adj sub bands, NFPA, class A, AC, Band#1: 1.5MHz BW - Band #2: 1.5MHz BW, internal Duplexer ,UL2524 2nd Edition Listed FIPLEX BY HONEYWELL Digital BDA | DH14EA-37 | DH14EA-AT-1515-37 | Y | 10
HONBDA-A-T12H | 4934 | 001000010037003900440066 | Y | N | DIGITAL SIGNAL BOOSTER DUAL SUB BAND.UHF 470-512 MHz, +37dBm, 32 filters +2 Adj sub bands, NFPA, class A, AC, Band#1: 2.0MHz BW - Band #2: 1.5MHz BW, internal Duplexer ,UL2524 2nd Edition Listed FIPLEX BY HONEYWELL Digital BDA | DH14EA-37 | DH14EA-AT-2015-37 | Y | 10
HONBDA-A-L22DH | 8473 | 0010000100370039004400660134 | Y | N | DIGITAL SIGNAL BOOSTER.UHF 406-439 MHz, +37dBm, 32 filters +2 Adj sub bands, NFPA, class A/B, AC, 2MHz BW internal Duplexer Donor Side Only, UL2524 2nd Edition Listed FIPLEX BY HONEYWELL BDA | DH13-A-L2-BA |  | Y | 10
HONBDA-A-L22H | 8472 | 0010000100370039004400660134 | Y | N | DIGITAL SIGNAL BOOSTER.UHF 406-439 MHz, +37dBm, 32 filters +2 Adj sub bands, NFPA, class A/B, AC, 2MHz BW internal Duplexer, UL2524 2nd Edition Listed FIPLEX BY HONEYWELL BDA | DH13-A-L2-BA |  | Y | 10
HONBDA-A-UT22L | 5169 | 001000010037003900440066 | Y | N | DIGITAL SIGNAL BOOSTER DUAL SUB BAND.UHF 450-512 MHz, +30dBm, 32 filters +2 Adj sub bands, NFPA, class A, AC & DC, Band#1: 2.0MHz BW - Band #2: 2.0MHz BW, internal Duplexer ,UL2524 2nd Edition Listed FIPLEX BY HONEYWELL Digital BDA | DH14EA-BA | DH14EA-AUT-2020 | Y | 10
HONBDA-A-L22SH | 8474 | 0010000100370039004400660134 | Y | N | DIGITAL SIGNAL BOOSTER.UHF 406-439 MHz, +37dBm, 32 filters +2 Adj sub bands, NFPA, class A/B, AC, 2MHz BW internal Duplexer Server Side Only, UL2524 2nd Edition Listed FIPLEX BY HONEYWELL BDA | DH13-A-L2-BA |  | Y | 10
HONBDA-A-L25DH | 8470 | 0010000100370039004400660134 | Y | N | DIGITAL SIGNAL BOOSTER.UHF 406-439 MHz, +37dBm, 32 filters +2 Adj sub bands, NFPA, class A/B, AC, 5MHz BW internal Duplexer Donor Side Only, UL2524 2nd Edition Listed FIPLEX BY HONEYWELL BDA | DH13-A-L2-BA |  | Y | 10
HONBDA-A-T01L | 5349 | 001000010037003900440066 | Y | N | DIGITAL SIGNAL BOOSTER DUAL SUB BAND.UHF 470-512 MHz, +30dBm, 32 filters +2 Adj sub bands, NFPA, class A, AC & DC, Band#1: 0.7MHz BW - Band #2: 1.5MHz BW, internal Duplexer ,UL2524 2nd Edition Listed FIPLEX BY HONEYWELL Digital BDA | DH14EA-BA | DH14EA-AT-0715 | Y | 10
HONBDA-A-T11L | 5441 | 001000010037003900440066 | Y | N | DIGITAL SIGNAL BOOSTER DUAL SUB BAND.UHF 470-512 MHz, +30dBm, 32 filters +2 Adj sub bands, NFPA, class A, AC & DC, Band#1: 1.5MHz BW - Band #2: 1.5MHz BW, internal Duplexer ,UL2524 2nd Edition Listed FIPLEX BY HONEYWELL Digital BDA | DH14EA-BA | DH14EA-AT-1515 | Y | 10
HONBDA-A-T12L | 5455 | 001000010037003900440066 | Y | N | DIGITAL SIGNAL BOOSTER DUAL SUB BAND.UHF 470-512 MHz, +30dBm, 32 filters +2 Adj sub bands, NFPA, class A, AC & DC, Band#1: 2.0MHz BW - Band #2: 1.5MHz BW, internal Duplexer ,UL2524 2nd Edition Listed FIPLEX BY HONEYWELL Digital BDA | DH14EA-BA | DH14EA-AT-2015 | Y | 10
HONBDA-A-L25H | 8469 | 0010000100370039004400660134 | Y | N | DIGITAL SIGNAL BOOSTER.UHF 406-439 MHz, +37dBm, 32 filters +2 Adj sub bands, NFPA, class A/B, AC, 5MHz BW internal Duplexer, UL2524 2nd Edition Listed FIPLEX BY HONEYWELL BDA | DH13-A-L2-BA |  | Y | 10
HONBDA-A-L25SH | 8471 | 0010000100370039004400660134 | Y | N | DIGITAL SIGNAL BOOSTER.UHF 406-439 MHz, +37dBm, 32 filters +2 Adj sub bands, NFPA, class A/B, AC, 5MHz BW internal Duplexer Server Side Only, UL2524 2nd Edition Listed FIPLEX BY HONEYWELL BDA | DH13-A-L2-BA |  | Y | 10
HONBDA-A-L2NH | 8138 | 0010000100370039004400660134 | Y | N | DIGITAL SIGNAL BOOSTER.UHF 406-439 MHz, +37dBm, 32 filters +2 Adj sub bands, NFPA, class A/B, AC, No internal Duplexer, UL2524 2nd Edition Listed FIPLEX BY HONEYWELL BDA | DH13-A-L2-BA |  | Y | 10
HONBDA-A-T1L | 5981 | 001000010037003900440066 | Y | N | DIGITAL SIGNAL BOOSTER.UHF 470-512 MHz, +30dBm, 32 filters +2 Adj sub bands, NFPA, class A, AC & DC, 1.5MHz BW internal Duplexer ,UL2524 2nd Edition Listed FIPLEX BY HONEYWELL Digital BDA | DH14CA | DH14CA-AT-15 | Y | 10
HONBDA-A-T2L | 6015 | 001000010037003900440066 | Y | N | DIGITAL SIGNAL BOOSTER.UHF 470-512 MHz, +30dBm, 32 filters +2 Adj sub bands, NFPA, class A, AC & DC, 2MHz BW internal Duplexer ,UL2524 2nd Edition Listed FIPLEX BY HONEYWELL Digital BDA | DH14EA-BA | DH14EA-AT-20 | Y | 10
HONBDA-A-S27AH | 1499 | 0010000100370039004300470099 | Y | N | PS 800 MHz High Capacity, Class A,0.5W / +27dBm, AC. NFPA compliant, UL2524 2nd Edition Listed FIPLEX BY HONEYWELL Digital BDA | DH7S-A | DH7S-A-S27AH | Y | 10
HONBDA-A-T011L | 6797 | 001000010037003900440066 | Y | N | DIGITAL SIGNAL BOOSTER DUAL SUB BAND.UHF 470-512 MHz, +30dBm, 32 filters +2 Adj sub bands, NFPA, class A, AC & DC, Band#1: 0.7MHz BW - Band #2: 1.5MHz BW - Band #3: 1.5MHz BW, internal Duplexer ,UL2524 2nd Edition Listed FIPLEX BY HONEYWELL BDA | DH14EA-BA |  | Y | 10
HONBDA-A-T2SH | 6928 | 001000010037003900440066 | Y | N | DIGITAL SIGNAL BOOSTER.UHF 470-512 MHz, +37dBm, 32 filters +2 Adj sub bands, NFPA, class A, AC, 2MHz BW internal Duplexer Serving sidde only ,UL2524 2nd Edition Listed FIPLEX BY HONEYWELL BDA | DH14EA-37 |  | Y | 10
HONBDA-D-T2H | 6949 | 001000010037003900440066 | Y | N | DIGITAL SIGNAL BOOSTER.UHF 470-512 MHz, +37dBm, 32 filters +2 Adj sub bands, NFPA, class A, DC, 2MHz BW internal Duplexer ,UL2524 2nd Edition Listed FIPLEX BY HONEYWELL BDA | DH14ED-37 |  | Y | 10
HONBDA-A-U2DL | 6999 | 001000010037003900440066 | Y | N | DIGITAL SIGNAL BOOSTER.UHF 450-470 MHz, +30dBm, 32 filters +2 Adj sub bands, NFPA, class A, AC & DC, 2MHz BW internal Duplexer Donor side only ,UL2524 2nd Edition Listed FIPLEX BY HONEYWELL BDA | DH14CA |  | Y | 10
HONBDA-A-U4DL | 7000 | 001000010037003900440066 | Y | N | DIGITAL SIGNAL BOOSTER.UHF 450-470 MHz, +30dBm, 32 filters +2 Adj sub bands, NFPA, class A, AC & DC, 4MHz BW internal Duplexer Donor side only ,UL2524 2nd Edition Listed FIPLEX BY HONEYWELL BDA | DH14EA-BA |  | Y | 10
HONBDA-A-U24DL | 7001 | 001000010037003900440066 | Y | N | DIGITAL SIGNAL BOOSTER DUAL SUB BAND.UHF 450-470 MHz, +30dBm, 32 filters +2 Adj sub bands, NFPA, class A, AC&DC, Band #1: 2MHz BWW, Band #2: 4MHz BW internal Duplexer Donor Side Only ,UL2524 2nd Edition Listed FIPLEX BY HONEYWELL BDA | DH14EA-BA |  | Y | 10
HONBDA-A-U24SL | 7002 | 001000010037003900440066 | Y | N | DIGITAL SIGNAL BOOSTER DUAL SUB BAND.UHF 450-470 MHz, +30dBm, 32 filters +2 Adj sub bands, NFPA, class A, AC&DC, Band #1: 2MHz BWW, Band #2: 4MHz BW internal Duplexer Serving Side Only ,UL2524 2nd Edition Listed FIPLEX BY HONEYWELL BDA | DH14EA-BA |  | Y | 10
HONBDA-A-U5DL | 7003 | 001000010037003900440066 | Y | N | DIGITAL SIGNAL BOOSTER.UHF 450-470 MHz, +30dBm, 32 filters +2 Adj sub bands, NFPA, class A, AC & DC, 5MHz BW internal Duplexer Donor side only ,UL2524 2nd Edition Listed FIPLEX BY HONEYWELL BDA | DH14CA |  | Y | 10
HONBDA-A-U2SL | 7004 | 001000010037003900440066 | Y | N | DIGITAL SIGNAL BOOSTER.UHF 450-470 MHz, +30dBm, 32 filters +2 Adj sub bands, NFPA, class A, AC & DC, 2MHz BW internal Duplexer Serving side only ,UL2524 2nd Edition Listed FIPLEX BY HONEYWELL BDA | DH14CA |  | Y | 10
HONBDA-A-U4SL | 7005 | 001000010037003900440066 | Y | N | DIGITAL SIGNAL BOOSTER.UHF 450-470 MHz, +30dBm, 32 filters +2 Adj sub bands, NFPA, class A, AC & DC, 4MHz BW internal Duplexer Serving side only ,UL2524 2nd Edition Listed FIPLEX BY HONEYWELL BDA | DH14EA-BA |  | Y | 10
HONBDA-A-U5SL | 7006 | 001000010037003900440066 | Y | N | DIGITAL SIGNAL BOOSTER.UHF 450-470 MHz, +30dBm, 32 filters +2 Adj sub bands, NFPA, class A, AC & DC, 5MHz BW internal Duplexer Service side only ,UL2524 2nd Edition Listed FIPLEX BY HONEYWELL BDA | DH14CA |  | Y | 10
HONBDA-A-UMDADL | 7007 | 001000010037003900440066 | Y | N | DIGITAL SIGNAL BOOSTER.UHF 453-454/458-459 & 460-462/465-467 MHz, +30dBm, 32 filters +2 Adj sub bands, NFPA, class A, AC & DC, Internal Duplexer Donor side only ,UL2524 2nd Edition Listed FIPLEX BY HONEYWELL BDA | DH14EA-BA |  | Y | 10
HONBDA-A-UMDASL | 7008 | 001000010037003900440066 | Y | N | DIGITAL SIGNAL BOOSTER.UHF 453-454/458-459 & 460-462/465-467 MHz, +30dBm, 32 filters +2 Adj sub bands, NFPA, class A, AC & DC, Internal Duplexer Serving side only ,UL2524 2nd Edition Listed FIPLEX BY HONEYWELL BDA | DH14EA-BA |  | Y | 10
HONBDA-A-U22DL | 7009 | 001000010037003900440066 | Y | N | DIGITAL SIGNAL BOOSTER DUAL SUB BAND.UHF 450-470 MHz, +30dBm, 32 filters +2 Adj sub bands, NFPA, class A, AC & DC, Band#1: 2.0MHz BW - Band #2: 2.0MHz BW, internal Duplexer, Donor Side Only ,UL2524 2nd Edition Listed FIPLEX BY HONEYWELL BDA | DH14EA-BA |  | Y | 10
HONBDA-A-U04DL | 7010 | 001000010037003900440066 | Y | N | DIGITAL SIGNAL BOOSTER DUAL SUB BAND.UHF 450-470 MHz, +30dBm, 32 filters +2 Adj sub bands, NFPA, class A, AC & DC, Band#1: 0.7MHz BW - Band #2: 4.0MHz BW, internal Duplexer, Donor Side Only ,UL2524 2nd Edition Listed FIPLEX BY HONEYWELL BDA | DH14EA-BA |  | Y | 10
HONBDA-A-U22SL | 7011 | 001000010037003900440066 | Y | N | DIGITAL SIGNAL BOOSTER DUAL SUB BAND.UHF 450-470 MHz, +30dBm, 32 filters +2 Adj sub bands, NFPA, class A, AC & DC, Band#1: 2.0MHz BW - Band #2: 2.0MHz BW, internal Duplexer, Serving Side Only ,UL2524 2nd Edition Listed FIPLEX BY HONEYWELL BDA | DH14EA-BA |  | Y | 10
HONBDA-A-U04SL | 7012 | 001000010037003900440066 | Y | N | DIGITAL SIGNAL BOOSTER DUAL SUB BAND.UHF 450-470 MHz, +30dBm, 32 filters +2 Adj sub bands, NFPA, class A, AC & DC, Band#1: 0.7MHz BW - Band #2: 4.0MHz BW, internal Duplexer, Serving Side Only ,UL2524 2nd Edition Listed FIPLEX BY HONEYWELL BDA | DH14EA-BA |  | Y | 10
HONBDA-A-UT012L | 7013 | 001000010037003900440066 | Y | N | DIGITAL SIGNAL BOOSTER TRIPLE SUB BAND.UHF 450-512 MHz, +30dBm, 32 filters +2 Adj sub bands, NFPA, class A, AC & DC, Band#1: 2.0MHz BW - Band #2: 1.5MHz BW - Band #3: 0.7MHz BW, internal Duplexer ,UL2524 2nd Edition Listed FIPLEX BY HONEYWELL BDA | DH14EA-BA |  | Y | 10
HONBDA-A-UT02DL | 7014 | 001000010037003900440066 | Y | N | DIGITAL SIGNAL BOOSTER DUAL SUB BAND.UHF 450-512 MHz, +30dBm, 32 filters +2 Adj sub bands, NFPA, class A, AC & DC, Band#1: 2.0MHz BW - Band #2: 0.7MHz BW, internal Duplexer, Donor Side Only ,UL2524 2nd Edition Listed FIPLEX BY HONEYWELL BDA | DH14EA-BA |  | Y | 10
HONBDA-A-UT12DL | 7015 | 001000010037003900440066 | Y | N | DIGITAL SIGNAL BOOSTER DUAL SUB BAND.UHF 450-512 MHz, +30dBm, 32 filters +2 Adj sub bands, NFPA, class A, AC & DC, Band#1: 2.0MHz BW - Band #2: 1.5MHz BW, internal Duplexer, Donor Side Only ,UL2524 2nd Edition Listed FIPLEX BY HONEYWELL BDA | DH14EA-BA |  | Y | 10
HONBDA-A-UT22DL | 7016 | 001000010037003900440066 | Y | N | DIGITAL SIGNAL BOOSTER DUAL SUB BAND.UHF 450-512 MHz, +30dBm, 32 filters +2 Adj sub bands, NFPA, class A, AC & DC, Band#1: 2.0MHz BW - Band #2: 2.0MHz BW, internal Duplexer, Donor Side Only ,UL2524 2nd Edition Listed FIPLEX BY HONEYWELL BDA | DH14EA-BA |  | Y | 10
HONBDA-A-UT002DL | 7017 | 001000010037003900440066 | Y | N | DIGITAL SIGNAL BOOSTER TRIPLE SUB BAND.UHF 450-512 MHz, +30dBm, 32 filters +2 Adj sub bands, NFPA, class A, AC & DC, Band#1: 2.0MHz BW - Band #2: 0.7MHz BW - Band #3: 0.7MHz BW, internal Duplexer, Donor Side Only ,UL2524 2nd Edition Listed FIPLEX BY HONEYWELL BDA | DH14EA-BA |  | Y | 10
HONBDA-A-UTMDA0DL | 7018 | 001000010037003900440066 | Y | N | DIGITAL SIGNAL BOOSTER TRIPLE SUB BAND.UHF 450-512 MHz, +30dBm, 32 filters +2 Adj sub bands, NFPA, class A, AC & DC, Band#1: 453-454/458-459MHz - Band #2: 460-462/465-467MHz - Band #3: 0.7MHz BW, internal Duplexer, Donor Side Only ,UL2524 2nd Edition Listed FIPLEX BY HONEYWELL BDA | DH14EA-BA |  | Y | 10
HONBDA-A-UT02SL | 7019 | 001000010037003900440066 | Y | N | DIGITAL SIGNAL BOOSTER DUAL SUB BAND.UHF 450-512 MHz, +30dBm, 32 filters +2 Adj sub bands, NFPA, class A, AC & DC, Band#1: 2.0MHz BW - Band #2: 0.7MHz BW, internal Duplexer, Serving Side Only ,UL2524 2nd Edition Listed FIPLEX BY HONEYWELL BDA | DH14EA-BA |  | Y | 10
HONBDA-A-UT12SL | 7020 | 001000010037003900440066 | Y | N | DIGITAL SIGNAL BOOSTER DUAL SUB BAND.UHF 450-512 MHz, +30dBm, 32 filters +2 Adj sub bands, NFPA, class A, AC & DC, Band#1: 2.0MHz BW - Band #2: 1.5MHz BW, internal Duplexer, Serving Side Only ,UL2524 2nd Edition Listed FIPLEX BY HONEYWELL BDA | DH14EA-BA |  | Y | 10
HONBDA-A-UT22SL | 7021 | 001000010037003900440066 | Y | N | DIGITAL SIGNAL BOOSTER DUAL SUB BAND.UHF 450-512 MHz, +30dBm, 32 filters +2 Adj sub bands, NFPA, class A, AC & DC, Band#1: 2.0MHz BW - Band #2: 2.0MHz BW, internal Duplexer, Serving Side Only ,UL2524 2nd Edition Listed FIPLEX BY HONEYWELL BDA | DH14EA-BA |  | Y | 10
HONBDA-A-UT002SL | 7022 | 001000010037003900440066 | Y | N | DIGITAL SIGNAL BOOSTER TRIPLE SUB BAND.UHF 450-512 MHz, +30dBm, 32 filters +2 Adj sub bands, NFPA, class A, AC & DC, Band#1: 2.0MHz BW - Band #2: 0.7MHz BW - Band #3: 0.7MHz BW, internal Duplexer, Serving Side Only ,UL2524 2nd Edition Listed FIPLEX BY HONEYWELL BDA | DH14EA-BA |  | Y | 10
HONBDA-A-UTMDA0SL | 7023 | 001000010037003900440066 | Y | N | DIGITAL SIGNAL BOOSTER TRIPLE SUB BAND.UHF 450-512 MHz, +30dBm, 32 filters +2 Adj sub bands, NFPA, class A, AC & DC, Band#1: 453-454/458-459MHz - Band #2: 460-462/465-467MHz - Band #3: 0.7MHz BW, internal Duplexer, Serving Side Only ,UL2524 2nd Edition Listed FIPLEX BY HONEYWELL BDA | DH14EA-BA |  | Y | 10
HONBDA-A-T0DL | 7024 | 001000010037003900440066 | Y | N | DIGITAL SIGNAL BOOSTER.UHF 470-512 MHz, +30dBm, 32 filters +2 Adj sub bands, NFPA, class A, AC & DC, 0.7MHz BW internal Duplexer Donor side only ,UL2524 2nd Edition Listed FIPLEX BY HONEYWELL BDA | DH14CA |  | Y | 10
HONBDA-A-T1DL | 7025 | 001000010037003900440066 | Y | N | DIGITAL SIGNAL BOOSTER.UHF 470-512 MHz, +30dBm, 32 filters +2 Adj sub bands, NFPA, class A, AC & DC, 1.5MHz BW internal Duplexer Donor side only ,UL2524 2nd Edition Listed FIPLEX BY HONEYWELL BDA | DH14CA |  | Y | 10
HONBDA-A-T2DL | 7026 | 001000010037003900440066 | Y | N | DIGITAL SIGNAL BOOSTER.UHF 470-512 MHz, +30dBm, 32 filters +2 Adj sub bands, NFPA, class A, AC & DC, 2MHz BW internal Duplexer Donor side only ,UL2524 2nd Edition Listed FIPLEX BY HONEYWELL BDA | DH14EA-BA |  | Y | 10
HONBDA-A-T0SL | 7027 | 001000010037003900440066 | Y | N | DIGITAL SIGNAL BOOSTER.UHF 470-512 MHz, +30dBm, 32 filters +2 Adj sub bands, NFPA, class A, AC & DC, 0.7MHz BW internal Duplexer Serving sidde only ,UL2524 2nd Edition Listed FIPLEX BY HONEYWELL BDA | DH14CA |  | Y | 10
HONBDA-A-T1SL | 7028 | 001000010037003900440066 | Y | N | DIGITAL SIGNAL BOOSTER.UHF 470-512 MHz, +30dBm, 32 filters +2 Adj sub bands, NFPA, class A, AC & DC, 1.5MHz BW internal Duplexer Serving sidde only ,UL2524 2nd Edition Listed FIPLEX BY HONEYWELL BDA | DH14CA |  | Y | 10
HONBDA-A-T2SL | 7029 | 001000010037003900440066 | Y | N | DIGITAL SIGNAL BOOSTER.UHF 470-512 MHz, +30dBm, 32 filters +2 Adj sub bands, NFPA, class A, AC & DC, 2MHz BW internal Duplexer Serving sidde only ,UL2524 2nd Edition Listed FIPLEX BY HONEYWELL BDA | DH14EA-BA |  | Y | 10
HONBDA-A-S33AH | 1495 | 0010000100370039004300470099 | Y | N | PS 800 MHz High Capacity, Class A,2W / +33dBm, AC. NFPA compliant, UL2524 2nd Edition Listed FIPLEX BY HONEYWELL Digital BDA | DH7S-A | DH7S-A-S33AH | Y | 10
HONBDA-A-T001L | 7031 | 001000010037003900440066 | Y | N | DIGITAL SIGNAL BOOSTER DUAL SUB BAND.UHF 470-512 MHz, +30dBm, 32 filters +2 Adj sub bands, NFPA, class A, AC & DC, Band#1: 0.7MHz BW - Band #2: 0.7MHz BW - Band #3: 1.5MHz BW, internal Duplexer ,UL2524 2nd Edition Listed FIPLEX BY HONEYWELL BDA | DH14EA-BA |  | Y | 10
HONBDA-A-T111L | 7032 | 001000010037003900440066 | Y | N | DIGITAL SIGNAL BOOSTER DUAL SUB BAND.UHF 470-512 MHz, +30dBm, 32 filters +2 Adj sub bands, NFPA, class A, AC & DC, Band#1: 1.5MHz BW - Band #2: 1.5MHz BW - Band #3: 1.5MHz BW, internal Duplexer ,UL2524 2nd Edition Listed FIPLEX BY HONEYWELL BDA | DH14EA-BA |  | Y | 10
HONBDA-A-T00DL | 7033 | 001000010037003900440066 | Y | N | DIGITAL SIGNAL BOOSTER DUAL SUB BAND.UHF 470-512 MHz, +30dBm, 32 filters +2 Adj sub bands, NFPA, class A, AC & DC, Band#1: 0.7MHz BW - Band #2: 0.7MHz BW, internal Duplexer, Donor Side Only ,UL2524 2nd Edition Listed FIPLEX BY HONEYWELL BDA | DH14EA-BA |  | Y | 10
HONBDA-A-T01DL | 7034 | 001000010037003900440066 | Y | N | DIGITAL SIGNAL BOOSTER DUAL SUB BAND.UHF 470-512 MHz, +30dBm, 32 filters +2 Adj sub bands, NFPA, class A, AC & DC, Band#1: 0.7MHz BW - Band #2: 1.5MHz BW, internal Duplexer, Donor Side Only ,UL2524 2nd Edition Listed FIPLEX BY HONEYWELL BDA | DH14EA-BA |  | Y | 10
HONBDA-A-T11DL | 7035 | 001000010037003900440066 | Y | N | DIGITAL SIGNAL BOOSTER DUAL SUB BAND.UHF 470-512 MHz, +30dBm, 32 filters +2 Adj sub bands, NFPA, class A, AC & DC, Band#1: 1.5MHz BW - Band #2: 1.5MHz BW, internal Duplexer, Donor Side Only ,UL2524 2nd Edition Listed FIPLEX BY HONEYWELL BDA | DH14EA-BA |  | Y | 10
HONBDA-A-T12DL | 7036 | 001000010037003900440066 | Y | N | DIGITAL SIGNAL BOOSTER DUAL SUB BAND.UHF 470-512 MHz, +30dBm, 32 filters +2 Adj sub bands, NFPA, class A, AC & DC, Band#1: 2.0MHz BW - Band #2: 1.5MHz BW, internal Duplexer, Donor Side Only ,UL2524 2nd Edition Listed FIPLEX BY HONEYWELL BDA | DH14EA-BA |  | Y | 10
HONBDA-A-T00SL | 7037 | 001000010037003900440066 | Y | N | DIGITAL SIGNAL BOOSTER DUAL SUB BAND.UHF 470-512 MHz, +30dBm, 32 filters +2 Adj sub bands, NFPA, class A, AC & DC, Band#1: 0.7MHz BW - Band #2: 0.7MHz BW, internal Duplexer, Serving Side Only ,UL2524 2nd Edition Listed FIPLEX BY HONEYWELL BDA | DH14EA-BA |  | Y | 10
HONBDA-A-T01SL | 7038 | 001000010037003900440066 | Y | N | DIGITAL SIGNAL BOOSTER DUAL SUB BAND.UHF 470-512 MHz, +30dBm, 32 filters +2 Adj sub bands, NFPA, class A, AC & DC, Band#1: 0.7MHz BW - Band #2: 1.5MHz BW, internal Duplexer, Serving Side Only ,UL2524 2nd Edition Listed FIPLEX BY HONEYWELL BDA | DH14EA-BA |  | Y | 10
HONBDA-A-T11SL | 7039 | 001000010037003900440066 | Y | N | DIGITAL SIGNAL BOOSTER DUAL SUB BAND.UHF 470-512 MHz, +30dBm, 32 filters +2 Adj sub bands, NFPA, class A, AC & DC, Band#1: 1.5MHz BW - Band #2: 1.5MHz BW, internal Duplexer, Serving Side Only ,UL2524 2nd Edition Listed FIPLEX BY HONEYWELL BDA | DH14EA-BA |  | Y | 10
HONBDA-A-T12SL | 7040 | 001000010037003900440066 | Y | N | DIGITAL SIGNAL BOOSTER DUAL SUB BAND.UHF 470-512 MHz, +30dBm, 32 filters +2 Adj sub bands, NFPA, class A, AC & DC, Band#1: 2.0MHz BW - Band #2: 1.5MHz BW, internal Duplexer, Serving Side Only ,UL2524 2nd Edition Listed FIPLEX BY HONEYWELL BDA | DH14EA-BA |  | Y | 10
HONBDA-A-TRWCDL | 7041 | 001000010037003900440066 | Y | N | DIGITAL SIGNAL BOOSTER.UHF 483.4-484.5/486.4-487.5 & 488.5-489/491.5-492 MHz, +30dBm, 32 filters +2 Adj sub bands, NFPA, class A, AC & DC, Internal Duplexer Donor side only ,UL2524 2nd Edition Listed FIPLEX BY HONEYWELL BDA | DH14EA-BA |  | Y | 10
HONBDA-A-TRWCSL | 7042 | 001000010037003900440066 | Y | N | DIGITAL SIGNAL BOOSTER.UHF 483.4-484.5/486.4-487.5 & 488.5-489/491.5-492 MHz, +30dBm, 32 filters +2 Adj sub bands, NFPA, class A, AC & DC, Internal Duplexer Serving side only ,UL2524 2nd Edition Listed FIPLEX BY HONEYWELL BDA | DH14EA-BA |  | Y | 10
HONBDA-A-TWMODL | 7043 | 001000010037003900440066 | Y | N | DIGITAL SIGNAL BOOSTER.UHF 489.5-491/492.5-494 & 496.3-497/499.3-500 MHz, +30dBm, 32 filters +2 Adj sub bands, NFPA, class A, AC & DC, Internal Duplexer Donor side only ,UL2524 2nd Edition Listed FIPLEX BY HONEYWELL BDA | DH14EA-BA |  | Y | 10
HONBDA-A-TWMOSL | 7044 | 001000010037003900440066 | Y | N | DIGITAL SIGNAL BOOSTER.UHF 489.5-491/492.5-494 & 496.3-497/499.3-500 MHz, +30dBm, 32 filters +2 Adj sub bands, NFPA, class A, AC & DC, Internal Duplexer Serving side only ,UL2524 2nd Edition Listed FIPLEX BY HONEYWELL BDA | DH14EA-BA |  | Y | 10
HONBDA-A-T0DH | 7056 | 001000010037003900440066 | Y | N | DIGITAL SIGNAL BOOSTER.UHF 470-512 MHz, +37dBm, 32 filters +2 Adj sub bands, NFPA, class A, AC, 0.7MHz BW internal Duplexer Donor side only ,UL2524 2nd Edition Listed FIPLEX BY HONEYWELL BDA | DH14EA-37 |  | Y | 10
HONBDA-A-T1DH | 7057 | 001000010037003900440066 | Y | N | DIGITAL SIGNAL BOOSTER.UHF 470-512 MHz, +37dBm, 32 filters +2 Adj sub bands, NFPA, class A, AC, 1.5MHz BW internal Duplexer Donor side only ,UL2524 2nd Edition Listed FIPLEX BY HONEYWELL BDA | DH14EA-37 |  | Y | 10
HONBDA-A-T2DH | 7058 | 001000010037003900440066 | Y | N | DIGITAL SIGNAL BOOSTER.UHF 470-512 MHz, +37dBm, 32 filters +2 Adj sub bands, NFPA, class A, AC, 2MHz BW internal Duplexer Donor side only ,UL2524 2nd Edition Listed FIPLEX BY HONEYWELL BDA | DH14EA-37 |  | Y | 10
HONBDA-A-T0SH | 7059 | 001000010037003900440066 | Y | N | DIGITAL SIGNAL BOOSTER.UHF 470-512 MHz, +37dBm, 32 filters +2 Adj sub bands, NFPA, class A, AC, 0.7MHz BW internal Duplexer Serving sidde only ,UL2524 2nd Edition Listed FIPLEX BY HONEYWELL BDA | DH14EA-37 |  | Y | 10
HONBDA-A-T1SH | 7060 | 001000010037003900440066 | Y | N | DIGITAL SIGNAL BOOSTER.UHF 470-512 MHz, +37dBm, 32 filters +2 Adj sub bands, NFPA, class A, AC, 1.5MHz BW internal Duplexer Serving sidde only ,UL2524 2nd Edition Listed FIPLEX BY HONEYWELL BDA | DH14EA-37 |  | Y | 10
HONBDA-A-T00DH | 7061 | 001000010037003900440066 | Y | N | DIGITAL SIGNAL BOOSTER DUAL SUB BAND.UHF 470-512 MHz, +37dBm, 32 filters +2 Adj sub bands, NFPA, class A, AC, Band#1: 0.7MHz BW - Band #2: 0.7MHz BW, internal Duplexer, Donor Side Only ,UL2524 2nd Edition Listed FIPLEX BY HONEYWELL BDA | DH14EA-37 |  | Y | 10
HONBDA-A-T01DH | 7062 | 001000010037003900440066 | Y | N | DIGITAL SIGNAL BOOSTER DUAL SUB BAND.UHF 470-512 MHz, +37dBm, 32 filters +2 Adj sub bands, NFPA, class A, AC, Band#1: 0.7MHz BW - Band #2: 1.5MHz BW, internal Duplexer, Donor Side Only ,UL2524 2nd Edition Listed FIPLEX BY HONEYWELL BDA | DH14EA-37 |  | Y | 10
HONBDA-A-T11DH | 7063 | 001000010037003900440066 | Y | N | DIGITAL SIGNAL BOOSTER DUAL SUB BAND.UHF 470-512 MHz, +37dBm, 32 filters +2 Adj sub bands, NFPA, class A, AC, Band#1: 1.5MHz BW - Band #2: 1.5MHz BW, internal Duplexer, Donor Side Only ,UL2524 2nd Edition Listed FIPLEX BY HONEYWELL BDA | DH14EA-37 |  | Y | 10
HONBDA-A-T12DH | 7064 | 001000010037003900440066 | Y | N | DIGITAL SIGNAL BOOSTER DUAL SUB BAND.UHF 470-512 MHz, +37dBm, 32 filters +2 Adj sub bands, NFPA, class A, AC, Band#1: 2.0MHz BW - Band #2: 1.5MHz BW, internal Duplexer, Donor Side Only ,UL2524 2nd Edition Listed FIPLEX BY HONEYWELL BDA | DH14EA-37 |  | Y | 10
HONBDA-A-T00SH | 7065 | 001000010037003900440066 | Y | N | DIGITAL SIGNAL BOOSTER DUAL SUB BAND.UHF 470-512 MHz, +37dBm, 32 filters +2 Adj sub bands, NFPA, class A, AC, Band#1: 0.7MHz BW - Band #2: 0.7MHz BW, internal Duplexer, Serving Side Only ,UL2524 2nd Edition Listed FIPLEX BY HONEYWELL BDA | DH14EA-37 |  | Y | 10
HONBDA-A-T01SH | 7066 | 001000010037003900440066 | Y | N | DIGITAL SIGNAL BOOSTER DUAL SUB BAND.UHF 470-512 MHz, +37dBm, 32 filters +2 Adj sub bands, NFPA, class A, AC, Band#1: 0.7MHz BW - Band #2: 1.5MHz BW, internal Duplexer, Serving Side Only ,UL2524 2nd Edition Listed FIPLEX BY HONEYWELL BDA | DH14EA-37 |  | Y | 10
HONBDA-A-T11SH | 7067 | 001000010037003900440066 | Y | N | DIGITAL SIGNAL BOOSTER DUAL SUB BAND.UHF 470-512 MHz, +37dBm, 32 filters +2 Adj sub bands, NFPA, class A, AC, Band#1: 1.5MHz BW - Band #2: 1.5MHz BW, internal Duplexer, Serving Side Only ,UL2524 2nd Edition Listed FIPLEX BY HONEYWELL BDA | DH14EA-37 |  | Y | 10
HONBDA-A-T12SH | 7068 | 001000010037003900440066 | Y | N | DIGITAL SIGNAL BOOSTER DUAL SUB BAND.UHF 470-512 MHz, +37dBm, 32 filters +2 Adj sub bands, NFPA, class A, AC, Band#1: 2.0MHz BW - Band #2: 1.5MHz BW, internal Duplexer, Serving Side Only ,UL2524 2nd Edition Listed FIPLEX BY HONEYWELL BDA | DH14EA-37 |  | Y | 10
HONBDA-A-TRWCDH | 7069 | 001000010037003900440066 | Y | N | DIGITAL SIGNAL BOOSTER.UHF 483.4-484.5/486.4-487.5 & 488.5-489/491.5-492 MHz, +37dBm, 32 filters +2 Adj sub bands, NFPA, class A, AC, Internal Duplexer Donor side only ,UL2524 2nd Edition Listed FIPLEX BY HONEYWELL BDA | DH14EA-37 |  | Y | 10
HONBDA-A-TRWCSH | 7070 | 001000010037003900440066 | Y | N | DIGITAL SIGNAL BOOSTER.UHF 483.4-484.5/486.4-487.5 & 488.5-489/491.5-492 MHz, +37dBm, 32 filters +2 Adj sub bands, NFPA, class A, AC, Internal Duplexer Serving side only ,UL2524 2nd Edition Listed FIPLEX BY HONEYWELL BDA | DH14EA-37 |  | Y | 10
HONBDA-A-TWMODH | 7071 | 001000010037003900440066 | Y | N | DIGITAL SIGNAL BOOSTER.UHF 489.5-491/492.5-494 & 496.3-497/499.3-500 MHz, +37dBm, 32 filters +2 Adj sub bands, NFPA, class A, AC, Internal Duplexer Donor side only ,UL2524 2nd Edition Listed FIPLEX BY HONEYWELL BDA | DH14EA-37 |  | Y | 10
HONBDA-A-TWMOSH | 7072 | 001000010037003900440066 | Y | N | DIGITAL SIGNAL BOOSTER.UHF 489.5-491/492.5-494 & 496.3-497/499.3-500 MHz, +37dBm, 32 filters +2 Adj sub bands, NFPA, class A, AC, Internal Duplexer Serving side only ,UL2524 2nd Edition Listed FIPLEX BY HONEYWELL BDA | DH14EA-37 |  | Y | 10
HONBDA-A-U2DH | 7073 | 001000010037003900440066 | Y | N | DIGITAL SIGNAL BOOSTER.UHF 450-470 MHz, +37dBm, 32 filters +2 Adj sub bands, NFPA, class A, AC, 2MHz BW internal Duplexer Donor side only ,UL2524 2nd Edition Listed FIPLEX BY HONEYWELL BDA | DH14EA-37 |  | Y | 10
HONBDA-A-U4DH | 7074 | 001000010037003900440066 | Y | N | DIGITAL SIGNAL BOOSTER.UHF 450-470 MHz, +37dBm, 32 filters +2 Adj sub bands, NFPA, class A, AC, 4MHz BW internal Duplexer Donor side only ,UL2524 2nd Edition Listed FIPLEX BY HONEYWELL BDA | DH14EA-37 |  | Y | 10
HONBDA-A-U24DH | 7075 | 001000010037003900440066 | Y | N | DIGITAL SIGNAL BOOSTER DUAL SUB BAND.UHF 450-470 MHz, +37dBm, 32 filters +2 Adj sub bands, NFPA, class A, AC, Band #1: 2MHz BWW, Band #2: 4MHz BW internal Duplexer Donor Side Only ,UL2524 2nd Edition Listed FIPLEX BY HONEYWELL BDA | DH14EA-37 |  | Y | 10
HONBDA-A-U2SH | 7076 | 001000010037003900440066 | Y | N | DIGITAL SIGNAL BOOSTER.UHF 450-470 MHz, +37dBm, 32 filters +2 Adj sub bands, NFPA, class A, AC, 2MHz BW internal Duplexer Serving side only ,UL2524 2nd Edition Listed FIPLEX BY HONEYWELL BDA | DH14EA-37 |  | Y | 10
HONBDA-A-U4SH | 7077 | 001000010037003900440066 | Y | N | DIGITAL SIGNAL BOOSTER.UHF 450-470 MHz, +37dBm, 32 filters +2 Adj sub bands, NFPA, class A, AC, 4MHz BW internal Duplexer Serving side only ,UL2524 2nd Edition Listed FIPLEX BY HONEYWELL BDA | DH14EA-37 |  | Y | 10
HONBDA-A-U5SH | 7078 | 001000010037003900440066 | Y | N | DIGITAL SIGNAL BOOSTER.UHF 450-470 MHz, +37dBm, 32 filters +2 Adj sub bands, NFPA, class A, AC, 5MHz BW internal Duplexer Serving side only ,UL2524 2nd Edition Listed FIPLEX BY HONEYWELL BDA | DH14EA-37 |  | Y | 10
HONBDA-A-U24SH | 7079 | 001000010037003900440066 | Y | N | DIGITAL SIGNAL BOOSTER DUAL SUB BAND.UHF 450-470 MHz, +37dBm, 32 filters +2 Adj sub bands, NFPA, class A, AC, Band #1: 2MHz BWW, Band #2: 4MHz BW internal Duplexer Serving Side Only ,UL2524 2nd Edition Listed FIPLEX BY HONEYWELL BDA | DH14EA-37 |  | Y | 10
HONBDA-A-UMDADH | 7080 | 001000010037003900440066 | Y | N | DIGITAL SIGNAL BOOSTER.UHF 453-454/458-459 & 460-462/465-467 MHz, +37dBm, 32 filters +2 Adj sub bands, NFPA, class A, AC, Internal Duplexer Donor side only ,UL2524 2nd Edition Listed FIPLEX BY HONEYWELL BDA | DH14EA-37 |  | Y | 10
HONBDA-A-UMDASH | 7081 | 001000010037003900440066 | Y | N | DIGITAL SIGNAL BOOSTER.UHF 453-454/458-459 & 460-462/465-467 MHz, +37dBm, 32 filters +2 Adj sub bands, NFPA, class A, AC, Internal Duplexer Serving side only ,UL2524 2nd Edition Listed FIPLEX BY HONEYWELL BDA | DH14EA-37 |  | Y | 10
HONBDA-A-U22DH | 7082 | 001000010037003900440066 | Y | N | DIGITAL SIGNAL BOOSTER DUAL SUB BAND.UHF 450-470 MHz, +37dBm, 32 filters +2 Adj sub bands, NFPA, class A, AC, Band#1: 2.0MHz BW - Band #2: 2.0MHz BW, internal Duplexer, Donor Side Only ,UL2524 2nd Edition Listed FIPLEX BY HONEYWELL BDA | DH14EA-37 |  | Y | 10
HONBDA-A-U04DH | 7083 | 001000010037003900440066 | Y | N | DIGITAL SIGNAL BOOSTER DUAL SUB BAND.UHF 450-470 MHz, +37dBm, 32 filters +2 Adj sub bands, NFPA, class A, AC, Band#1: 0.7MHz BW - Band #2: 4.0MHz BW, internal Duplexer, Donor Side Only ,UL2524 2nd Edition Listed FIPLEX BY HONEYWELL BDA | DH14EA-37 |  | Y | 10
HONBDA-A-U22SH | 7084 | 001000010037003900440066 | Y | N | DIGITAL SIGNAL BOOSTER DUAL SUB BAND.UHF 450-470 MHz, +37dBm, 32 filters +2 Adj sub bands, NFPA, class A, AC, Band#1: 2.0MHz BW - Band #2: 2.0MHz BW, internal Duplexer, Serving Side Only ,UL2524 2nd Edition Listed FIPLEX BY HONEYWELL BDA | DH14EA-37 |  | Y | 10
HONBDA-A-U04SH | 7085 | 001000010037003900440066 | Y | N | DIGITAL SIGNAL BOOSTER DUAL SUB BAND.UHF 450-470 MHz, +37dBm, 32 filters +2 Adj sub bands, NFPA, class A, AC, Band#1: 0.7MHz BW - Band #2: 4.0MHz BW, internal Duplexer, Serving Side Only ,UL2524 2nd Edition Listed FIPLEX BY HONEYWELL BDA | DH14EA-37 |  | Y | 10
HONBDA-A-UT02DH | 7086 | 001000010037003900440066 | Y | N | DIGITAL SIGNAL BOOSTER DUAL SUB BAND.UHF 450-512 MHz, +37dBm, 32 filters +2 Adj sub bands, NFPA, class A, AC, Band#1: 2.0MHz BW - Band #2: 0.7MHz BW, internal Duplexer, Donor Side Only ,UL2524 2nd Edition Listed FIPLEX BY HONEYWELL BDA | DH14EA-37 |  | Y | 10
HONBDA-A-UT02SH | 7087 | 001000010037003900440066 | Y | N | DIGITAL SIGNAL BOOSTER DUAL SUB BAND.UHF 450-512 MHz, +37dBm, 32 filters +2 Adj sub bands, NFPA, class A, AC, Band#1: 2.0MHz BW - Band #2: 0.7MHz BW, internal Duplexer, Serving Side Only ,UL2524 2nd Edition Listed FIPLEX BY HONEYWELL BDA | DH14EA-37 |  | Y | 10
HONBDA-A-UT12DH | 7088 | 001000010037003900440066 | Y | N | DIGITAL SIGNAL BOOSTER DUAL SUB BAND.UHF 450-512 MHz, +37dBm, 32 filters +2 Adj sub bands, NFPA, class A, AC, Band#1: 2.0MHz BW - Band #2: 1.5MHz BW, internal Duplexer, Donor Side Only ,UL2524 2nd Edition Listed FIPLEX BY HONEYWELL BDA | DH14EA-37 |  | Y | 10
HONBDA-A-UT22DH | 7089 | 001000010037003900440066 | Y | N | DIGITAL SIGNAL BOOSTER DUAL SUB BAND.UHF 450-512 MHz, +37dBm, 32 filters +2 Adj sub bands, NFPA, class A, AC, Band#1: 2.0MHz BW - Band #2: 2.0MHz BW, internal Duplexer, Donor Side Only ,UL2524 2nd Edition Listed FIPLEX BY HONEYWELL BDA | DH14EA-37 |  | Y | 10
HONBDA-A-UT002DH | 7090 | 001000010037003900440066 | Y | N | DIGITAL SIGNAL BOOSTER TRIPLE SUB BAND.UHF 450-512 MHz, +37dBm, 32 filters +2 Adj sub bands, NFPA, class A, AC, Band#1: 2.0MHz BW - Band #2: 0.7MHz BW - Band #3: 0.7MHz BW, internal Duplexer, Donor Side Only ,UL2524 2nd Edition Listed FIPLEX BY HONEYWELL BDA | DH14EA-37 |  | Y | 10
HONBDA-A-UTMDA0DH | 7091 | 001000010037003900440066 | Y | N | DIGITAL SIGNAL BOOSTER TRIPLE SUB BAND.UHF 450-512 MHz, +37dBm, 32 filters +2 Adj sub bands, NFPA, class A, AC, Band#1: 453-454/458-459MHz - Band #2: 460-462/465-467MHz - Band #3: 0.7MHz BW, internal Duplexer, Donor Side Only ,UL2524 2nd Edition Listed FIPLEX BY HONEYWELL BDA | DH14EA-37 |  | Y | 10
HONBDA-A-UT12SH | 7092 | 001000010037003900440066 | Y | N | DIGITAL SIGNAL BOOSTER DUAL SUB BAND.UHF 450-512 MHz, +37dBm, 32 filters +2 Adj sub bands, NFPA, class A, AC, Band#1: 2.0MHz BW - Band #2: 1.5MHz BW, internal Duplexer, Serving Side Only ,UL2524 2nd Edition Listed FIPLEX BY HONEYWELL BDA | DH14EA-37 |  | Y | 10
HONBDA-A-UT22SH | 7093 | 001000010037003900440066 | Y | N | DIGITAL SIGNAL BOOSTER DUAL SUB BAND.UHF 450-512 MHz, +37dBm, 32 filters +2 Adj sub bands, NFPA, class A, AC, Band#1: 2.0MHz BW - Band #2: 2.0MHz BW, internal Duplexer, Serving Side Only ,UL2524 2nd Edition Listed FIPLEX BY HONEYWELL BDA | DH14EA-37 |  | Y | 10
HONBDA-A-UT002SH | 7094 | 001000010037003900440066 | Y | N | DIGITAL SIGNAL BOOSTER TRIPLE SUB BAND.UHF 450-512 MHz, +37dBm, 32 filters +2 Adj sub bands, NFPA, class A, AC, Band#1: 2.0MHz BW - Band #2: 0.7MHz BW - Band #3: 0.7MHz BW, internal Duplexer, Serving Side Only ,UL2524 2nd Edition Listed FIPLEX BY HONEYWELL BDA | DH14EA-37 |  | Y | 10
HONBDA-A-UTMDA0SH | 7095 | 001000010037003900440066 | Y | N | DIGITAL SIGNAL BOOSTER TRIPLE SUB BAND.UHF 450-512 MHz, +37dBm, 32 filters +2 Adj sub bands, NFPA, class A, AC, Band#1: 453-454/458-459MHz - Band #2: 460-462/465-467MHz - Band #3: 0.7MHz BW, internal Duplexer, Serving Side Only ,UL2524 2nd Edition Listed FIPLEX BY HONEYWELL BDA | DH14EA-37 |  | Y | 10
HONBDA-D-T12H | 7258 | 001000010037003900440066 | Y | N | DIGITAL SIGNAL BOOSTER DUAL SUB BAND.UHF 470-512 MHz, +37dBm, 32 filters +2 Adj sub bands, NFPA, class A, DC, Band#1: 2.0MHz BW - Band #2: 1.5MHz BW, internal Duplexer ,UL2524 2nd Edition Listed FIPLEX BY HONEYWELL BDA | DH14ED-37 |  | Y | 10
HONBDA-D-T12DH | 7280 | 001000010037003900440066 | Y | N | DIGITAL SIGNAL BOOSTER DUAL SUB BAND.UHF 470-512 MHz, +37dBm, 32 filters +2 Adj sub bands, NFPA, class A, DC, Band#1: 2.0MHz BW - Band #2: 1.5MHz BW, internal Duplexer, Donor Side Only ,UL2524 2nd Edition Listed FIPLEX BY HONEYWELL BDA | DH14ED-37 |  | Y | 10
HONBDA-D-T12SH | 7300 | 001000010037003900440066 | Y | N | DIGITAL SIGNAL BOOSTER DUAL SUB BAND.UHF 470-512 MHz, +37dBm, 32 filters +2 Adj sub bands, NFPA, class A, DC, Band#1: 2.0MHz BW - Band #2: 1.5MHz BW, internal Duplexer, Serving Side Only ,UL2524 2nd Edition Listed FIPLEX BY HONEYWELL BDA | DH14ED-37 |  | Y | 10
HONBDA-A-S37AH | 2953 | 0010000100370039004300470099 | Y | N | PS 800 MHz High Capacity, Class A,5W / +37dBm, AC. NFPA compliant, UL2524 2nd Edition FIPLEX BY HONEYWELL Digital BDA | DH7S-A-37 | DH7S-A-S37AH | Y | 10
HONBDA-D-T00DH | 7350 | 001000010037003900440066 | Y | N | DIGITAL SIGNAL BOOSTER DUAL SUB BAND.UHF 470-512 MHz, +37dBm, 32 filters +2 Adj sub bands, NFPA, class A, DC, Band#1: 0.7MHz BW - Band #2: 0.7MHz BW, internal Duplexer, Donor Side Only ,UL2524 2nd Edition Listed FIPLEX BY HONEYWELL BDA | DH14ED-37 |  | Y | 10
HONBDA-D-T00SH | 7351 | 001000010037003900440066 | Y | N | DIGITAL SIGNAL BOOSTER DUAL SUB BAND.UHF 470-512 MHz, +37dBm, 32 filters +2 Adj sub bands, NFPA, class A, DC, Band#1: 0.7MHz BW - Band #2: 0.7MHz BW, internal Duplexer, Serving Side Only ,UL2524 2nd Edition Listed FIPLEX BY HONEYWELL BDA | DH14ED-37 |  | Y | 10
HONBDA-D-T01H | 7352 | 001000010037003900440066 | Y | N | DIGITAL SIGNAL BOOSTER DUAL SUB BAND.UHF 470-512 MHz, +37dBm, 32 filters +2 Adj sub bands, NFPA, class A, DC, Band#1: 0.7MHz BW - Band #2: 1.5MHz BW, internal Duplexer ,UL2524 2nd Edition Listed FIPLEX BY HONEYWELL BDA | DH14ED-37 |  | Y | 10
HONBDA-D-T01DH | 7353 | 001000010037003900440066 | Y | N | DIGITAL SIGNAL BOOSTER DUAL SUB BAND.UHF 470-512 MHz, +37dBm, 32 filters +2 Adj sub bands, NFPA, class A, DC, Band#1: 0.7MHz BW - Band #2: 1.5MHz BW, internal Duplexer, Donor Side Only ,UL2524 2nd Edition Listed FIPLEX BY HONEYWELL BDA | DH14ED-37 |  | Y | 10
HONBDA-D-T01SH | 7354 | 001000010037003900440066 | Y | N | DIGITAL SIGNAL BOOSTER DUAL SUB BAND.UHF 470-512 MHz, +37dBm, 32 filters +2 Adj sub bands, NFPA, class A, DC, Band#1: 0.7MHz BW - Band #2: 1.5MHz BW, internal Duplexer, Serving Side Only ,UL2524 2nd Edition Listed FIPLEX BY HONEYWELL BDA | DH14ED-37 |  | Y | 10
HONBDA-A-T000L | 7030 | 001000010037003900440066 | Y | N | DIGITAL SIGNAL BOOSTER DUAL SUB BAND.UHF 470-512 MHz, +30dBm, 32 filters +2 Adj sub bands, NFPA, class A, AC & DC, Band#1: 0.7MHz BW - Band #2: 0.7MHz BW - Band #3: 0.7MHz BW, internal Duplexer ,UL2524 2nd Edition Listed FIPLEX BY HONEYWELL BDA | DH14EA-BA |  | Y | 10
HONBDA-D-T0DH | 7356 | 001000010037003900440066 | Y | N | DIGITAL SIGNAL BOOSTER.UHF 470-512 MHz, +37dBm, 32 filters +2 Adj sub bands, NFPA, class A, DC, 0.7MHz BW internal Duplexe Donor side onlyr ,UL2524 2nd Edition Listed FIPLEX BY HONEYWELL BDA | DH14ED-37 |  | Y | 10
HONBDA-D-T0SH | 7357 | 001000010037003900440066 | Y | N | DIGITAL SIGNAL BOOSTER.UHF 470-512 MHz, +37dBm, 32 filters +2 Adj sub bands, NFPA, class A, DC, 0.7MHz BW internal Duplexer Serving sidde only ,UL2524 2nd Edition Listed FIPLEX BY HONEYWELL BDA | DH14ED-37 |  | Y | 10
HONBDA-D-T11H | 7358 | 001000010037003900440066 | Y | N | DIGITAL SIGNAL BOOSTER DUAL SUB BAND.UHF 470-512 MHz, +37dBm, 32 filters +2 Adj sub bands, NFPA, class A, DC, Band#1: 1.5MHz BW - Band #2: 1.5MHz BW, internal Duplexer ,UL2524 2nd Edition Listed FIPLEX BY HONEYWELL BDA | DH14ED-37 |  | Y | 10
HONBDA-D-T11DH | 7359 | 001000010037003900440066 | Y | N | DIGITAL SIGNAL BOOSTER DUAL SUB BAND.UHF 470-512 MHz, +37dBm, 32 filters +2 Adj sub bands, NFPA, class A, DC, Band#1: 1.5MHz BW - Band #2: 1.5MHz BW, internal Duplexer, Donor Side Only ,UL2524 2nd Edition Listed FIPLEX BY HONEYWELL BDA | DH14ED-37 |  | Y | 10
HONBDA-D-T11SH | 7360 | 001000010037003900440066 | Y | N | DIGITAL SIGNAL BOOSTER DUAL SUB BAND.UHF 470-512 MHz, +37dBm, 32 filters +2 Adj sub bands, NFPA, class A, DC, Band#1: 1.5MHz BW - Band #2: 1.5MHz BW, internal Duplexer, Serving Side Only ,UL2524 2nd Edition Listed FIPLEX BY HONEYWELL BDA | DH14ED-37 |  | Y | 10
HONBDA-D-T1H | 7361 | 001000010037003900440066 | Y | N | DIGITAL SIGNAL BOOSTER.UHF 470-512 MHz, +37dBm, 32 filters +2 Adj sub bands, NFPA, class A, DC, 1.5MHz BW internal Duplexer ,UL2524 2nd Edition Listed FIPLEX BY HONEYWELL BDA | DH14ED-37 |  | Y | 10
HONBDA-D-T1DH | 7362 | 001000010037003900440066 | Y | N | DIGITAL SIGNAL BOOSTER.UHF 470-512 MHz, +37dBm, 32 filters +2 Adj sub bands, NFPA, class A, DC, 1.5MHz BW internal Duplexer Donor side only ,UL2524 2nd Edition Listed FIPLEX BY HONEYWELL BDA | DH14ED-37 |  | Y | 10
HONBDA-D-T1SH | 7363 | 001000010037003900440066 | Y | N | DIGITAL SIGNAL BOOSTER.UHF 470-512 MHz, +37dBm, 32 filters +2 Adj sub bands, NFPA, class A, DC, 1.5MHz BW internal Duplexer Serving sidde only ,UL2524 2nd Edition Listed FIPLEX BY HONEYWELL BDA | DH14ED-37 |  | Y | 10
HONBDA-D-T2DH | 7364 | 001000010037003900440066 | Y | N | DIGITAL SIGNAL BOOSTER.UHF 470-512 MHz, +37dBm, 32 filters +2 Adj sub bands, NFPA, class A, DC, 2MHz BW internal Duplexer Donor side only ,UL2524 2nd Edition Listed FIPLEX BY HONEYWELL BDA | DH14ED-37 |  | Y | 10
HONBDA-D-T2SH | 7365 | 001000010037003900440066 | Y | N | DIGITAL SIGNAL BOOSTER.UHF 470-512 MHz, +37dBm, 32 filters +2 Adj sub bands, NFPA, class A, DC, 2MHz BW internal Duplexer Serving sidde only ,UL2524 2nd Edition Listed FIPLEX BY HONEYWELL BDA | DH14ED-37 |  | Y | 10
HONBDA-A-T00H | 5175 | 001000010037003900440066 | Y | N | DIGITAL SIGNAL BOOSTER DUAL SUB BAND.UHF 470-512 MHz, +37dBm, 32 filters +2 Adj sub bands, NFPA, class A, AC, Band#1: 0.7MHz BW - Band #2: 0.7MHz BW, internal Duplexer ,UL2524 2nd Edition Listed FIPLEX BY HONEYWELL Digital BDA | DH14EA-37 | DH14EA-AT-0707-37 | Y | 10
HONBDA-D-TRWCDH | 7367 | 001000010037003900440066 | Y | N | DIGITAL SIGNAL BOOSTER.UHF 483.4-484.5/486.4-487.5 & 488.5-489/491.5-492 MHz, +37dBm, 32 filters +2 Adj sub bands, NFPA, class A, DC, Internal Duplexer Donor side only ,UL2524 2nd Edition Listed FIPLEX BY HONEYWELL BDA | DH14ED-37 |  | Y | 10
HONBDA-D-TRWCSH | 7368 | 001000010037003900440066 | Y | N | DIGITAL SIGNAL BOOSTER.UHF 483.4-484.5/486.4-487.5 & 488.5-489/491.5-492 MHz, +37dBm, 32 filters +2 Adj sub bands, NFPA, class A, DC, Internal Duplexer Serving side only ,UL2524 2nd Edition Listed FIPLEX BY HONEYWELL BDA | DH14ED-37 |  | Y | 10
HONBDA-A-T00L | 6172 | 001000010037003900440066 | Y | N | DIGITAL SIGNAL BOOSTER DUAL SUB BAND.UHF 470-512 MHz, +30dBm, 32 filters +2 Adj sub bands, NFPA, class A, AC & DC, Band#1: 0.7MHz BW - Band #2: 0.7MHz BW, internal Duplexer ,UL2524 2nd Edition Listed FIPLEX BY HONEYWELL Digital BDA | DH14EA-BA | DH14EA-AT-0707 | Y | 10
HONBDA-D-TWMODH | 7370 | 001000010037003900440066 | Y | N | DIGITAL SIGNAL BOOSTER.UHF 489.5-491/492.5-494 & 496.3-497/499.3-500 MHz, +37dBm, 32 filters +2 Adj sub bands, NFPA, class A, DC, Internal Duplexer Donor side only ,UL2524 2nd Edition Listed FIPLEX BY HONEYWELL BDA | DH14ED-37 |  | Y | 10
HONBDA-D-TWMOSH | 7371 | 001000010037003900440066 | Y | N | DIGITAL SIGNAL BOOSTER.UHF 489.5-491/492.5-494 & 496.3-497/499.3-500 MHz, +37dBm, 32 filters +2 Adj sub bands, NFPA, class A, DC, Internal Duplexer Serving side only ,UL2524 2nd Edition Listed FIPLEX BY HONEYWELL BDA | DH14ED-37 |  | Y | 10
HONBDA-A-T0H | 4929 | 001000010037003900440066 | Y | N | DIGITAL SIGNAL BOOSTER.UHF 470-512 MHz, +37dBm, 32 filters +2 Adj sub bands, NFPA, class A, AC, 0.7MHz BW internal Duplexer ,UL2524 2nd Edition Listed FIPLEX BY HONEYWELL Digital BDA | DH14EA-37 | DH14EA-AT-07-37 | Y | 10
HONBDA-D-U04DH | 7373 | 001000010037003900440066 | Y | N | DIGITAL SIGNAL BOOSTER DUAL SUB BAND.UHF 450-470 MHz, +37dBm, 32 filters +2 Adj sub bands, NFPA, class A, DC, Band#1: 0.7MHz BW - Band #2: 4.0MHz BW, internal Duplexer, Donor Side Only ,UL2524 2nd Edition Listed FIPLEX BY HONEYWELL BDA | DH14ED-37 |  | Y | 10
HONBDA-D-U04SH | 7374 | 001000010037003900440066 | Y | N | DIGITAL SIGNAL BOOSTER DUAL SUB BAND.UHF 450-470 MHz, +37dBm, 32 filters +2 Adj sub bands, NFPA, class A, DC, Band#1: 0.7MHz BW - Band #2: 4.0MHz BW, internal Duplexer, Serving Side Only ,UL2524 2nd Edition Listed FIPLEX BY HONEYWELL BDA | DH14ED-37 |  | Y | 10
HONBDA-D-U22H | 7375 | 001000010037003900440066 | Y | N | DIGITAL SIGNAL BOOSTER DUAL SUB BAND.UHF 450-470 MHz, +37dBm, 32 filters +2 Adj sub bands, NFPA, class A, DC, Band#1: 2.0MHz BW - Band #2: 2.0MHz BW, internal Duplexer ,UL2524 2nd Edition Listed FIPLEX BY HONEYWELL BDA | DH14ED-37 |  | Y | 10
HONBDA-D-U22DH | 7376 | 001000010037003900440066 | Y | N | DIGITAL SIGNAL BOOSTER DUAL SUB BAND.UHF 450-470 MHz, +37dBm, 32 filters +2 Adj sub bands, NFPA, class A, DC, Band#1: 2.0MHz BW - Band #2: 2.0MHz BW, internal Duplexer, Donor Side Only ,UL2524 2nd Edition Listed FIPLEX BY HONEYWELL BDA | DH14ED-37 |  | Y | 10
HONBDA-D-U22SH | 7377 | 001000010037003900440066 | Y | N | DIGITAL SIGNAL BOOSTER DUAL SUB BAND.UHF 450-470 MHz, +37dBm, 32 filters +2 Adj sub bands, NFPA, class A, DC, Band#1: 2.0MHz BW - Band #2: 2.0MHz BW, internal Duplexer, Serving Side Only ,UL2524 2nd Edition Listed FIPLEX BY HONEYWELL BDA | DH14ED-37 |  | Y | 10
HONBDA-D-U2H | 7378 | 001000010037003900440066 | Y | N | DIGITAL SIGNAL BOOSTER.UHF 450-470 MHz, +37dBm, 32 filters +2 Adj sub bands, NFPA, class A, DC, 2MHz BW internal Duplexer ,UL2524 2nd Edition Listed FIPLEX BY HONEYWELL BDA | DH14ED-37 |  | Y | 10
HONBDA-D-U2DH | 7379 | 001000010037003900440066 | Y | N | DIGITAL SIGNAL BOOSTER.UHF 450-470 MHz, +37dBm, 32 filters +2 Adj sub bands, NFPA, class A, DC, 2MHz BW internal Duplexer Donor side only ,UL2524 2nd Edition Listed FIPLEX BY HONEYWELL BDA | DH14ED-37 |  | Y | 10
HONBDA-D-U2SH | 7380 | 001000010037003900440066 | Y | N | DIGITAL SIGNAL BOOSTER.UHF 450-470 MHz, +37dBm, 32 filters +2 Adj sub bands, NFPA, class A, DC, 2MHz BW internal Duplexer Serving side only ,UL2524 2nd Edition Listed FIPLEX BY HONEYWELL BDA | DH14ED-37 |  | Y | 10
HONBDA-A-T0L | 5717 | 001000010037003900440066 | Y | N | DIGITAL SIGNAL BOOSTER.UHF 470-512 MHz, +30dBm, 32 filters +2 Adj sub bands, NFPA, class A, AC & DC, 0.7MHz BW internal Duplexer ,UL2524 2nd Edition Listed FIPLEX BY HONEYWELL Digital BDA | DH14CA | DH14CA-AT-07 | Y | 10
HONBDA-D-U4DH | 7382 | 001000010037003900440066 | Y | N | DIGITAL SIGNAL BOOSTER.UHF 450-470 MHz, +37dBm, 32 filters +2 Adj sub bands, NFPA, class A, DC, 4MHz BW internal Duplexer Donor side only ,UL2524 2nd Edition Listed FIPLEX BY HONEYWELL BDA | DH14ED-37 |  | Y | 10
HONBDA-D-U4SH | 7383 | 001000010037003900440066 | Y | N | DIGITAL SIGNAL BOOSTER.UHF 450-470 MHz, +37dBm, 32 filters +2 Adj sub bands, NFPA, class A, DC, 4MHz BW internal Duplexer Serving side only ,UL2524 2nd Edition Listed FIPLEX BY HONEYWELL BDA | DH14ED-37 |  | Y | 10
HONBDA-D-U5H | 7384 | 001000010037003900440066 | Y | N | DIGITAL SIGNAL BOOSTER.UHF 450-470 MHz, +37dBm, 32 filters +2 Adj sub bands, NFPA, class A, DC, 5MHz BW internal Duplexer ,UL2524 2nd Edition Listed FIPLEX BY HONEYWELL BDA | DH14ED-37 |  | Y | 10
HONBDA-D-U5DH | 7385 | 001000010037003900440066 | Y | N | DIGITAL SIGNAL BOOSTER.UHF 450-470 MHz, +37dBm, 32 filters +2 Adj sub bands, NFPA, class A, DC, 5MHz BW internal Duplexer Donor side only ,UL2524 2nd Edition Listed FIPLEX BY HONEYWELL BDA | DH14ED-37 |  | Y | 10
HONBDA-D-U5SH | 7386 | 001000010037003900440066 | Y | N | DIGITAL SIGNAL BOOSTER.UHF 450-470 MHz, +37dBm, 32 filters +2 Adj sub bands, NFPA, class A, DC, 5MHz BW internal Duplexer Serving side only ,UL2524 2nd Edition Listed FIPLEX BY HONEYWELL BDA | DH14ED-37 |  | Y | 10
HONBDA-A-TRWCH | 4935 | 001000010037003900440066 | Y | N | DIGITAL SIGNAL BOOSTER.UHF 483.4-484.5/486.4-487.5 & 488.5-489/491.5-492 MHz, +37dBm, 32 filters +2 Adj sub bands, NFPA, class A, AC, Internal Duplexer ,UL2524 2nd Edition Listed FIPLEX BY HONEYWELL Digital BDA | DH14EA-37 | DH14EA-AT-RWC-37 | Y | 10
HONBDA-D-UMDADH | 7388 | 001000010037003900440066 | Y | N | DIGITAL SIGNAL BOOSTER.UHF 453-454/458-459 & 460-462/465-467 MHz, +37dBm, 32 filters +2 Adj sub bands, NFPA, class A, DC, Internal Duplexer Donor side only ,UL2524 2nd Edition Listed FIPLEX BY HONEYWELL BDA | DH14ED-37 |  | Y | 10
HONBDA-D-UMDASH | 7389 | 001000010037003900440066 | Y | N | DIGITAL SIGNAL BOOSTER.UHF 453-454/458-459 & 460-462/465-467 MHz, +37dBm, 32 filters +2 Adj sub bands, NFPA, class A, DC, Internal Duplexer Serving side only ,UL2524 2nd Edition Listed FIPLEX BY HONEYWELL BDA | DH14ED-37 |  | Y | 10
HONBDA-D-UT002H | 7390 | 001000010037003900440066 | Y | N | DIGITAL SIGNAL BOOSTER TRIPLE SUB BAND.UHF 450-512 MHz, +37dBm, 32 filters +2 Adj sub bands, NFPA, class A, DC, Band#1: 2.0MHz BW - Band #2: 0.7MHz BW - Band #3: 0.7MHz BW, internal Duplexer ,UL2524 2nd Edition Listed FIPLEX BY HONEYWELL BDA | DH14ED-37 |  | Y | 10
HONBDA-D-UT002DH | 7391 | 001000010037003900440066 | Y | N | DIGITAL SIGNAL BOOSTER TRIPLE SUB BAND.UHF 450-512 MHz, +37dBm, 32 filters +2 Adj sub bands, NFPA, class A, DC, Band#1: 2.0MHz BW - Band #2: 0.7MHz BW - Band #3: 0.7MHz BW, internal Duplexer, Donor Side Only ,UL2524 2nd Edition Listed FIPLEX BY HONEYWELL BDA | DH14ED-37 |  | Y | 10
HONBDA-D-UT002SH | 7392 | 001000010037003900440066 | Y | N | DIGITAL SIGNAL BOOSTER TRIPLE SUB BAND.UHF 450-512 MHz, +37dBm, 32 filters +2 Adj sub bands, NFPA, class A, DC, Band#1: 2.0MHz BW - Band #2: 0.7MHz BW - Band #3: 0.7MHz BW, internal Duplexer, Serving Side Only ,UL2524 2nd Edition Listed FIPLEX BY HONEYWELL BDA | DH14ED-37 |  | Y | 10
HONBDA-D-UT02H | 7393 | 001000010037003900440066 | Y | N | DIGITAL SIGNAL BOOSTER DUAL SUB BAND.UHF 450-512 MHz, +37dBm, 32 filters +2 Adj sub bands, NFPA, class A, DC, Band#1: 2.0MHz BW - Band #2: 0.7MHz BW, internal Duplexer ,UL2524 2nd Edition Listed FIPLEX BY HONEYWELL BDA | DH14ED-37 |  | Y | 10
HONBDA-D-UT02DH | 7394 | 001000010037003900440066 | Y | N | DIGITAL SIGNAL BOOSTER DUAL SUB BAND.UHF 450-512 MHz, +37dBm, 32 filters +2 Adj sub bands, NFPA, class A, DC, Band#1: 2.0MHz BW - Band #2: 0.7MHz BW, internal Duplexer, Donor Side Only ,UL2524 2nd Edition Listed FIPLEX BY HONEYWELL BDA | DH14ED-37 |  | Y | 10
HONBDA-D-UT02SH | 7395 | 001000010037003900440066 | Y | N | DIGITAL SIGNAL BOOSTER DUAL SUB BAND.UHF 450-512 MHz, +37dBm, 32 filters +2 Adj sub bands, NFPA, class A, DC, Band#1: 2.0MHz BW - Band #2: 0.7MHz BW, internal Duplexer, Serving Side Only ,UL2524 2nd Edition Listed FIPLEX BY HONEYWELL BDA | DH14ED-37 |  | Y | 10
HONBDA-D-UT12H | 7396 | 001000010037003900440066 | Y | N | DIGITAL SIGNAL BOOSTER DUAL SUB BAND.UHF 450-512 MHz, +37dBm, 32 filters +2 Adj sub bands, NFPA, class A, DC, Band#1: 2.0MHz BW - Band #2: 1.5MHz BW, internal Duplexer ,UL2524 2nd Edition Listed FIPLEX BY HONEYWELL BDA | DH14ED-37 |  | Y | 10
HONBDA-D-UT12DH | 7397 | 001000010037003900440066 | Y | N | DIGITAL SIGNAL BOOSTER DUAL SUB BAND.UHF 450-512 MHz, +37dBm, 32 filters +2 Adj sub bands, NFPA, class A, DC, Band#1: 2.0MHz BW - Band #2: 1.5MHz BW, internal Duplexer, Donor Side Only ,UL2524 2nd Edition Listed FIPLEX BY HONEYWELL BDA | DH14ED-37 |  | Y | 10
HONBDA-D-UT12SH | 7398 | 001000010037003900440066 | Y | N | DIGITAL SIGNAL BOOSTER DUAL SUB BAND.UHF 450-512 MHz, +37dBm, 32 filters +2 Adj sub bands, NFPA, class A, DC, Band#1: 2.0MHz BW - Band #2: 1.5MHz BW, internal Duplexer, Serving Side Only ,UL2524 2nd Edition Listed FIPLEX BY HONEYWELL BDA | DH14ED-37 |  | Y | 10
HONBDA-D-UT22H | 7399 | 001000010037003900440066 | Y | N | DIGITAL SIGNAL BOOSTER DUAL SUB BAND.UHF 450-512 MHz, +37dBm, 32 filters +2 Adj sub bands, NFPA, class A, DC, Band#1: 2.0MHz BW - Band #2: 2.0MHz BW, internal Duplexer ,UL2524 2nd Edition Listed FIPLEX BY HONEYWELL BDA | DH14ED-37 |  | Y | 10
HONBDA-D-UT22DH | 7400 | 001000010037003900440066 | Y | N | DIGITAL SIGNAL BOOSTER DUAL SUB BAND.UHF 450-512 MHz, +37dBm, 32 filters +2 Adj sub bands, NFPA, class A, DC, Band#1: 2.0MHz BW - Band #2: 2.0MHz BW, internal Duplexer, Donor Side Only ,UL2524 2nd Edition Listed FIPLEX BY HONEYWELL BDA | DH14ED-37 |  | Y | 10
HONBDA-D-UT22SH | 7401 | 001000010037003900440066 | Y | N | DIGITAL SIGNAL BOOSTER DUAL SUB BAND.UHF 450-512 MHz, +37dBm, 32 filters +2 Adj sub bands, NFPA, class A, DC, Band#1: 2.0MHz BW - Band #2: 2.0MHz BW, internal Duplexer, Serving Side Only ,UL2524 2nd Edition Listed FIPLEX BY HONEYWELL BDA | DH14ED-37 |  | Y | 10
HONBDA-D-UTMDA0H | 7402 | 001000010037003900440066 | Y | N | DIGITAL SIGNAL BOOSTER TRIPLE SUB BAND.UHF 450-512 MHz, +37dBm, 32 filters +2 Adj sub bands, NFPA, class A, DC, Band#1: 453-454/458-459MHz - Band #2: 460-462/465-467MHz - Band #3: 0.7MHz BW, internal Duplexer ,UL2524 2nd Edition Listed FIPLEX BY HONEYWELL BDA | DH14ED-37 |  | Y | 10
HONBDA-D-UTMDA0DH | 7403 | 001000010037003900440066 | Y | N | DIGITAL SIGNAL BOOSTER TRIPLE SUB BAND.UHF 450-512 MHz, +37dBm, 32 filters +2 Adj sub bands, NFPA, class A, DC, Band#1: 453-454/458-459MHz - Band #2: 460-462/465-467MHz - Band #3: 0.7MHz BW, internal Duplexer, Donor Side Only ,UL2524 2nd Edition Listed FIPLEX BY HONEYWELL BDA | DH14ED-37 |  | Y | 10
HONBDA-D-UTMDA0SH | 7404 | 001000010037003900440066 | Y | N | DIGITAL SIGNAL BOOSTER TRIPLE SUB BAND.UHF 450-512 MHz, +37dBm, 32 filters +2 Adj sub bands, NFPA, class A, DC, Band#1: 453-454/458-459MHz - Band #2: 460-462/465-467MHz - Band #3: 0.7MHz BW, internal Duplexer, Serving Side Only ,UL2524 2nd Edition Listed FIPLEX BY HONEYWELL BDA | DH14ED-37 |  | Y | 10
HONBDA-A-TRWCL | 5519 | 001000010037003900440066 | Y | N | DIGITAL SIGNAL BOOSTER.UHF 483.4-484.5/486.4-487.5 & 488.5-489/491.5-492 MHz, +30dBm, 32 filters +2 Adj sub bands, NFPA, class A, AC & DC, Internal Duplexer ,UL2524 2nd Edition Listed FIPLEX BY HONEYWELL Digital BDA | DH14EA-BA | DH14EA-AT-RWC | Y | 10
HONBDA-A-U5DH | 7734 | 001000010037003900440066 | Y | N | DIGITAL SIGNAL BOOSTER.UHF 450-470 MHz, +37dBm, 32 filters +2 Adj sub bands, NFPA, class A, AC, 5MHz BW internal Duplexer Donor side only ,UL2524 2nd Edition Listed FIPLEX BY HONEYWELL BDA | DH14EA-37 |  | Y | 10
HONBDA-A-TWMOH | 4936 | 001000010037003900440066 | Y | N | DIGITAL SIGNAL BOOSTER.UHF 489.5-491/492.5-494 & 496.3-497/499.3-500 MHz, +37dBm, 32 filters +2 Adj sub bands, NFPA, class A, AC, Internal Duplexer ,UL2524 2nd Edition Listed FIPLEX BY HONEYWELL Digital BDA | DH14EA-37 | DH14EA-AT-WMO-37 | Y | 10
HONBDA-A-TWMOL | 5540 | 001000010037003900440066 | Y | N | DIGITAL SIGNAL BOOSTER.UHF 489.5-491/492.5-494 & 496.3-497/499.3-500 MHz, +30dBm, 32 filters +2 Adj sub bands, NFPA, class A, AC & DC, Internal Duplexer ,UL2524 2nd Edition Listed FIPLEX BY HONEYWELL Digital BDA | DH14EA-BA | DH14EA-AT-WMO | Y | 10
HONBDA-A-U04H | 4922 | 001000010037003900440066 | Y | N | DIGITAL SIGNAL BOOSTER DUAL SUB BAND.UHF 450-470 MHz, +37dBm, 32 filters +2 Adj sub bands, NFPA, class A, AC, Band#1: 0.7MHz BW - Band #2: 4.0MHz BW, internal Duplexer ,UL2524 2nd Edition Listed FIPLEX BY HONEYWELL Digital BDA | DH14EA-37 | DH14EA-AU-0740-37 | Y | 10
HONBDA-A-U04L | 4862 | 001000010037003900440066 | Y | N | DIGITAL SIGNAL BOOSTER DUAL SUB BAND.UHF 450-470 MHz, +30dBm, 32 filters +2 Adj sub bands, NFPA, class A, AC & DC, Band#1: 0.7MHz BW - Band #2: 4.0MHz BW, internal Duplexer ,UL2524 2nd Edition Listed FIPLEX BY HONEYWELL Digital BDA | DH14EA-BA | DH14EA-AU-0740 | Y | 10
HONBDA-A-U4H | 4918 | 001000010037003900440066 | Y | N | DIGITAL SIGNAL BOOSTER.UHF 450-470 MHz, +37dBm, 32 filters +2 Adj sub bands, NFPA, class A, AC, 4MHz BW internal Duplexer ,UL2524 2nd Edition Listed FIPLEX BY HONEYWELL Digital BDA | DH14EA-37 | DH14EA-AU-40-37 | Y | 10
HONBDA-A-U4L | 4857 | 001000010037003900440066 | Y | N | DIGITAL SIGNAL BOOSTER.UHF 450-470 MHz, +30dBm, 32 filters +2 Adj sub bands, NFPA, class A, AC & DC, 4MHz BW internal Duplexer ,UL2524 2nd Edition Listed FIPLEX BY HONEYWELL Digital BDA | DH14EA-BA | DH14EA-AU-40 | Y | 10
HONBDA-A-UMDA | 4860 | 001000010037003900440066 | Y | N | DIGITAL SIGNAL BOOSTER.UHF 453-454/458-459 & 460-462/465-467 MHz, +30dBm, 32 filters +2 Adj sub bands, NFPA, class A, AC & DC, Internal Duplexer ,UL2524 2nd Edition Listed FIPLEX BY HONEYWELL Digital BDA | DH14EA-BA | DH14EA-AU-MDA | Y | 10
HONBDA-A-UMDAH | 5174 | 001000010037003900440066 | Y | N | DIGITAL SIGNAL BOOSTER.UHF 453-454/458-459 & 460-462/465-467 MHz, +37dBm, 32 filters +2 Adj sub bands, NFPA, class A, AC, Internal Duplexer ,UL2524 2nd Edition Listed FIPLEX BY HONEYWELL Digital BDA | DH14EA-37 | DH14EA-AU-MDA-37 | Y | 10
HONBDA-A-UTNH | 4923 | 001000010037003900440066 | Y | N | DIGITAL SIGNAL BOOSTER.UHF 450-512 MHz, +37dBm, 32 filters +2 Adj sub bands, NFPA, class A, AC, No internal Duplexer ,UL2524 2nd Edition Listed FIPLEX BY HONEYWELL Digital BDA | DH14EA-37 | DH14EA-AUT-ND-37 | Y | 10
HONBDA-A-UTNL | 4863 | 001000010037003900440108 | Y | N | DIGITAL SIGNAL BOOSTER.UHF 450-512 MHz, +30dBm, 32 filters +2 Adj sub bands, NFPA, class A, AC & DC, No internal Duplexer ,UL2524 2nd Edition Listed FIPLEX BY HONEYWELL Digital BDA | DH14CA | DH14CA-AUT-ND | Y | 10
HONBDA-A-V3H | 4870 | 001000010037003900440065 | Y | N | DIGITAL SIGNAL BOOSTER.VHF 136-174MHz, +30dBm, 32 filters +2 Adj sub bands, NFPA, class A, AC & DC, 3.5MHz BW internal Duplexer ,UL2524 2nd Edition Listed FIPLEX BY HONEYWELL Digital BDA | DH14CA | DH14EA-AV-35-30 | Y | 10
HONBDA-A-V3L | 4821 | 001000010037003900440065 | Y | N | DIGITAL SIGNAL BOOSTER.VHF 136-174MHz, +24dBm, 32 filters +2 Adj sub bands, NFPA, class A, AC & DC, 3.5MHz BW internal Duplexer,UL2524 2nd Edition Listed FIPLEX BY HONEYWELL Digital BDA | DH14CA | DH14CA-AV-35 | Y | 10
HONBDA-A-VNH | 4868 | 001000010037003900440065 | Y | N | DIGITAL SIGNAL BOOSTER.VHF 136-174MHz, +30dBm, 32 filters +2 Adj sub bands, NFPA, class A, AC & DC, No Internal Duplexer ,UL2524 2nd Edition Listed FIPLEX BY HONEYWELL Digital BDA | DH14CA | DH14EA-AV-ND-30 | Y | 10
HONBDA-A-VNL | 5165 | 001000010037003900440065 | Y | N | DIGITAL SIGNAL BOOSTER.VHF 136-174MHz, +24dBm, 32 filters +2 Adj sub bands, NFPA, class A, AC & DC, No Internal Duplexer,UL2524 2nd Edition Listed FIPLEX BY HONEYWELL Digital BDA | DH14CA | DH14CA-AV-ND | Y | 10
HONBDA-A-VT300H | 4904 | 001000010037003900440064 | Y | N | DIGITAL SIGNAL BOOSTER DUAL BAND. VHF 136-174MHz & UHF 470-512MHz. VHF: +30dBm, UHF: +37dBm, 32filters + 2 Adj sub band per Band, NFPA, AC, VHF: 3.5MHz BW Internal Duplexer, UHF: DUAL SUB BAND, Each Band 0.7MHz BW, internal Duplexer ,UL2524 2nd Edition Listed FIPLEX BY HONEYWELL Digital BDA | DH14EA-37 | DH14EA-AVT-350707-3037 | Y | 10
HONBDA-A-VT300L | 4854 | 001000010037003900440064 | Y | N | DIGITAL SIGNAL BOOSTER DUAL BAND. VHF 136-174MHz & UHF 470-512MHz. VHF: +24dBm, UHF: +30dBm, 32filters + 2 Adj sub band per Band, NFPA, AC & DC, VHF: 3.5MHz BW Internal Duplexer, UHF: DUAL SUB BAND, Each Band 0.7MHz BW, internal Duplexer ,UL2524 2nd Edition Listed FIPLEX BY HONEYWELL Digital BDA | DH14EA-BA | DH14EA-AVT-350707 | Y | 10
HONBDA-A-VT30H | 4902 | 001000010037003900440064 | Y | N | DIGITAL SIGNAL BOOSTER DUAL BAND. VHF 136-174MHz & UHF 470-512MHz. VHF: +30dBm, UHF: +37dBm, 32filters + 2 Adj sub band per Band, NFPA, AC, VHF: 3.5MHz BW Internal Duplexer, UHF: 0.7MHz BW Internal Duplexer ,UL2524 2nd Edition Listed FIPLEX BY HONEYWELL Digital BDA | DH14EA-37 | DH14EA-AVT-3507-3037 | Y | 10
HONBDA-A-VT30L | 4840 | 001000010037003900440064 | Y | N | DIGITAL SIGNAL BOOSTER DUAL BAND. VHF 136-174MHz & UHF 470-512MHz. VHF: +24dBm, UHF: +30dBm, 32filters + 2 Adj sub band per Band, NFPA, AC & DC, VHF: 3.5MHz BW Internal Duplexer, UHF: 0.7MHz BW Internal Duplexer ,UL2524 2nd Edition Listed FIPLEX BY HONEYWELL Digital BDA | DH14EA-BA | DH14EA-AVT-3507 | Y | 10
HONBDA-A-VT3RWCH | 4906 | 001000010037003900440064 | Y | N | DIGITAL SIGNAL BOOSTER DUAL BAND. VHF 136-174MHz & UHF 470-512MHz. VHF: +30dBm, UHF: +37dBm, 32filters + 2 Adj sub band per Band, NFPA, AC, VHF: 3.5MHz BW Internal Duplexer, UHF: 483.4-484.5/486.4-487.5 & 488.5-489/491.5-492MHz internal Duplexer ,UL2524 2nd Edition Listed FIPLEX BY HONEYWELL Digital BDA | DH14EA-37 | DH14EA-AVT-35RWC-3037 | Y | 10
HONBDA-A-VT3RWCL | 4855 | 001000010037003900440064 | Y | N | DIGITAL SIGNAL BOOSTER DUAL BAND. VHF 136-174MHz & UHF 470-512MHz. VHF: +24dBm, UHF: +30dBm, 32filters + 2 Adj sub band per Band, NFPA, AC & DC, VHF: 3.5MHz BW Internal Duplexer, UHF: 483.4-484.5/486.4-487.5 & 488.5-489/491.5-492MHz internal Duplexer ,UL2524 2nd Edition Listed FIPLEX BY HONEYWELL Digital BDA | DH14EA-BA | DH14EA-AVT-35RWC | Y | 10
HONBDA-A-VTN00H | 4893 | 001000010037003900440064 | Y | N | DIGITAL SIGNAL BOOSTER DUAL BAND. VHF 136-174MHz & UHF 470-512MHz. VHF: +30dBm, UHF: +37dBm, 32filters + 2 Adj sub band per Band, NFPA, AC, VHF: No Internal Duplexer, UHF: DUAL SUB BAND, Each Band 0.7MHz BW, internal Duplexer ,UL2524 2nd Edition Listed FIPLEX BY HONEYWELL Digital BDA | DH14EA-37 | DH14EA-AVT-ND0707-3037 | Y | 10
HONBDA-A-VTN00L | 4833 | 001000010037003900440064 | Y | N | DIGITAL SIGNAL BOOSTER DUAL BAND. VHF 136-174MHz & UHF 470-512MHz. VHF: +24dBm, UHF: +30dBm, 32filters + 2 Adj sub band per Band, NFPA, AC & DC, VHF: No Internal Duplexer, UHF: DUAL SUB BAND, Each Band 0.7MHz BW, internal Duplexer ,UL2524 2nd Edition Listed FIPLEX BY HONEYWELL Digital BDA | DH14EA-BA | DH14EA-AVT-ND0707 | Y | 10
HONBDA-A-VTN0H | 4890 | 001000010037003900440064 | Y | N | DIGITAL SIGNAL BOOSTER DUAL BAND. VHF 136-174MHz & UHF 470-512MHz. VHF: +30dBm, UHF: +37dBm, 32filters + 2 Adj sub band per Band, NFPA, AC, VHF: No Internal Duplexer, UHF: 0.7MHz BW Internal Duplexer ,UL2524 2nd Edition Listed FIPLEX BY HONEYWELL Digital BDA | DH14EA-37 | DH14EA-AVT-ND07-3037 | Y | 10
HONBDA-A-VTN0L | 6165 | 001000010037003900440064 | Y | N | DIGITAL SIGNAL BOOSTER DUAL BAND. VHF 136-174MHz & UHF 470-512MHz. VHF: +24dBm, UHF: +30dBm, 32filters + 2 Adj sub band per Band, NFPA, AC & DC, VHF: No Internal Duplexer, UHF: 0.7MHz BW Internal Duplexer ,UL2524 2nd Edition Listed FIPLEX BY HONEYWELL Digital BDA | DH14EA-BA | DH14EA-AVT-ND07 | Y | 10
HONBDA-A-VTNRWCH | 4895 | 001000010037003900440064 | Y | N | DIGITAL SIGNAL BOOSTER DUAL BAND. VHF 136-174MHz & UHF 470-512MHz. VHF: +30dBm, UHF: +37dBm, 32filters + 2 Adj sub band per Band, NFPA, AC, VHF: No Internal Duplexer, UHF: 483.4-484.5/486.4-487.5 & 488.5-489/491.5-492MHz internal Duplexer ,UL2524 2nd Edition Listed FIPLEX BY HONEYWELL Digital BDA | DH14EA-37 | DH14EA-AVT-NDRWC-3037 | Y | 10
HONBDA-A-VTNRWCL | 5167 | 001000010037003900440064 | Y | N | DIGITAL SIGNAL BOOSTER DUAL BAND. VHF 136-174MHz & UHF 470-512MHz. VHF: +24dBm, UHF: +30dBm, 32filters + 2 Adj sub band per Band, NFPA, AC & DC, VHF: No Internal Duplexer, UHF: 483.4-484.5/486.4-487.5 & 488.5-489/491.5-492MHz internal Duplexer ,UL2524 2nd Edition Listed FIPLEX BY HONEYWELL Digital BDA | DH14EA-BA | DH14EA-AVT-NDRWC | Y | 10
HONBDA-A-VU304H | 4886 | 001000010037003900440064 | Y | N | DIGITAL SIGNAL BOOSTER DUAL BAND. VHF 136-174MHz & UHF 450-470MHz. VHF: +30dBm, UHF: +37dBm, 32filters + 2 Adj sub band per Band, NFPA, AC, VHF: 3.5MHz BW Internal Duplexer, UHF: DUAL SUB BAND, Band #1: 0.7MHz BW, Band #2: 4MHz BW, internal Duplexer ,UL2524 2nd Edition Listed FIPLEX BY HONEYWELL Digital BDA | DH14EA-37 | DH14EA-AVU-350740-3037 | Y | 10
HONBDA-A-VU304L | 4784 | 001000010037003900440064 | Y | N | DIGITAL SIGNAL BOOSTER DUAL BAND. VHF 136-174MHz & UHF 450-470MHz. VHF: +24dBm, UHF: +30dBm, 32filters + 2 Adj sub band per Band, NFPA, AC & DC, VHF: 3.5MHz BW Internal Duplexer, UHF: DUAL SUB BAND, Band #1: 0.7MHz BW, Band #2: 4MHz BW, internal Duplexer ,UL2524 2nd Edition Listed FIPLEX BY HONEYWELL Digital BDA | DH14EA-BA | DH14EA-AVU-350740 | Y | 10
HONBDA-A-VU34H | 4885 | 001000010037003900440064 | Y | N | DIGITAL SIGNAL BOOSTER DUAL BAND. VHF 136-174MHz & UHF 450-470MHz. VHF: +30dBm, UHF: +37dBm, 32filters + 2 Adj sub band per Band, NFPA, AC, VHF: 3.5MHz BW Internal Duplexer, UHF: 4MHz BW Internal Duplexer ,UL2524 2nd Edition Listed FIPLEX BY HONEYWELL Digital BDA | DH14EA-37 | DH14EA-AVU-3540-3037 | Y | 10
HONBDA-A-VU34L | 6175 | 001000010037003900440064 | Y | N | DIGITAL SIGNAL BOOSTER DUAL BAND. VHF 136-174MHz & UHF 450-470MHz. VHF: +24dBm, UHF: +30dBm, 32filters + 2 Adj sub band per Band, NFPA, AC & DC, VHF: 3.5MHz BW Internal Duplexer, UHF: 4MHz BW Internal Duplexer ,UL2524 2nd Edition Listed FIPLEX BY HONEYWELL Digital BDA | DH14EA-BA | DH14EA-AVU-3540 | Y | 10
HONBDA-ED-VUTNNH | 7204 | 0010000100370040004900520055 | Y | N | Fiber DAS. ENTREPRISE DAS MASTER DUAL BAND. VHF 136-174MHz & UHF 450-512MHz. VHF: +30dBm, UHF: +37dBm, 32filters + 2 Adj sub band per Band, 4 optical port, NFPA, DC, VHF: No Internal Duplexer, UHF: No Internal Duplexer ,UL2524 2nd Edition Listed FIPLEX BY HONEYWELL Fiber DAS | DH14ED-37 |  | Y | 4
HONBDA-ED-VUT2NH | 7205 | 0010000100370040004900520055 | Y | N | Fiber DAS. ENTREPRISE DAS MASTER DUAL BAND. VHF 136-174MHz & UHF 450-512MHz. VHF: +30dBm, UHF: +37dBm, 32filters + 2 Adj sub band per Band, 4 optical port, NFPA, DC, VHF: 2MHz BW Internal Duplexer, UHF: No Internal Duplexer ,UL2524 2nd Edition Listed FIPLEX BY HONEYWELL Fiber DAS | DH14ED-37 |  | Y | 4
HONBDA-ED-VUT3NH | 7206 | 0010000100370040004900520055 | Y | N | Fiber DAS. ENTREPRISE DAS MASTER DUAL BAND. VHF 136-174MHz & UHF 450-512MHz. VHF: +30dBm, UHF: +37dBm, 32filters + 2 Adj sub band per Band, 4 optical port, NFPA, DC, VHF: 3.5MHz BW Internal Duplexer, UHF: No Internal Duplexer ,UL2524 2nd Edition Listed FIPLEX BY HONEYWELL Fiber DAS | DH14ED-37 |  | Y | 4
HONBDA-ED-VU34H | 7207 | 0010000100370040004900520055 | Y | N | Fiber DAS. ENTREPRISE DAS MASTER DUAL BAND. VHF 136-174MHz & UHF 450-470MHz. VHF: +30dBm, UHF: +37dBm, 32filters + 2 Adj sub band per Band, 4 optical port, NFPA, DC, VHF: 3.5MHz BW Internal Duplexer, UHF: 4MHz BW Internal Duplexer ,UL2524 2nd Edition Listed FIPLEX BY HONEYWELL Fiber DAS | DH14ED-37 |  | Y | 4
HONBDA-A-VU3MDAH | 4888 | 001000010037003900440064 | Y | N | DIGITAL SIGNAL BOOSTER DUAL BAND. VHF 136-174MHz & UHF 450-470MHz. VHF: +30dBm, UHF: +37dBm, 32filters + 2 Adj sub band per Band, NFPA, AC, VHF: 3.5MHz BW Internal Duplexer, UHF: 453-454/458-459 & 460-462/465-467MHz internal Duplexer ,UL2524 2nd Edition Listed FIPLEX BY HONEYWELL Digital BDA | DH14EA-37 | DH14EA-AVU-35MDA-3037 | Y | 10
HONBDA-A-VU3MDAL | 4818 | 001000010037003900440064 | Y | N | DIGITAL SIGNAL BOOSTER DUAL BAND. VHF 136-174MHz & UHF 450-470MHz. VHF: +24dBm, UHF: +30dBm, 32filters + 2 Adj sub band per Band, NFPA, AC & DC, VHF: 3.5MHz BW Internal Duplexer, UHF: 453-454/458-459 & 460-462/465-467MHz internal Duplexer ,UL2524 2nd Edition Listed FIPLEX BY HONEYWELL Digital BDA | DH14EA-BA | DH14EA-AVU-35MDA | Y | 10
HONBDA-A-VUN04H | 4874 | 001000010037003900440064 | Y | N | DIGITAL SIGNAL BOOSTER DUAL BAND. VHF 136-174MHz & UHF 450-470MHz. VHF: +30dBm, UHF: +37dBm, 32filters + 2 Adj sub band per Band, NFPA, AC, VHF: No Internal Duplexer, UHF: DUAL SUB BAND, Band #1: 0.7MHz BW, Band #2: 4MHz BW, internal Duplexer ,UL2524 2nd Edition Listed FIPLEX BY HONEYWELL Digital BDA | DH14EA-37 | DH14EA-AVU-ND0740-3037 | Y | 10
HONBDA-A-VUN04L | 4824 | 001000010037003900440064 | Y | N | DIGITAL SIGNAL BOOSTER DUAL BAND. VHF 136-174MHz & UHF 450-470MHz. VHF: +24dBm, UHF: +30dBm, 32filters + 2 Adj sub band per Band, NFPA, AC & DC, VHF: No Internal Duplexer, UHF: DUAL SUB BAND, Band #1: 0.7MHz BW, Band #2: 4MHz BW, internal Duplexer,UL2524 2nd Edition Listed FIPLEX BY HONEYWELL Digital BDA | DH14EA-BA | DH14EA-AVU-ND0740 | Y | 10
HONBDA-A-VUN4H | 4872 | 001000010037003900440064 | Y | N | DIGITAL SIGNAL BOOSTER DUAL BAND. VHF 136-174MHz & UHF 450-470MHz. VHF: +30dBm, UHF: +37dBm, 32filters + 2 Adj sub band per Band, NFPA, AC, VHF: No Internal Duplexer, UHF: 4MHz BW Internal Duplexer ,UL2524 2nd Edition Listed FIPLEX BY HONEYWELL Digital BDA | DH14EA-37 | DH14EA-AVU-ND40-3037 | Y | 10
HONBDA-A-VUN4L | 4823 | 001000010037003900440064 | Y | N | DIGITAL SIGNAL BOOSTER DUAL BAND. VHF 136-174MHz & UHF 450-470MHz. VHF: +24dBm, UHF: +30dBm, 32filters + 2 Adj sub band per Band, NFPA, AC & DC, VHF: No Internal Duplexer, UHF: 4MHz BW Internal Duplexer,UL2524 2nd Edition Listed FIPLEX BY HONEYWELL Digital BDA | DH14EA-BA | DH14EA-AVU-ND40 | Y | 10
HONBDA-A-VUNMDAH | 4875 | 001000010037003900440064 | Y | N | DIGITAL SIGNAL BOOSTER DUAL BAND. VHF 136-174MHz & UHF 450-470MHz. VHF: +30dBm, UHF: +37dBm, 32filters + 2 Adj sub band per Band, NFPA, AC, VHF: No Internal Duplexer, UHF: 453-454/458-459 & 460-462/465-467MHz internal Duplexer ,UL2524 2nd Edition Listed FIPLEX BY HONEYWELL Digital BDA | DH14EA-37 | DH14EA-AVU-NDMDA-3037 | Y | 10
HONBDA-A-VUNMDAL | 4826 | 001000010037003900440064 | Y | N | DIGITAL SIGNAL BOOSTER DUAL BAND. VHF 136-174MHz & UHF 450-470MHz. VHF: +24dBm, UHF: +30dBm, 32filters + 2 Adj sub band per Band, NFPA, AC & DC, VHF: No Internal Duplexer, UHF: 453-454/458-459 & 460-462/465-467MHz internal Duplexer,UL2524 2nd Edition Listed FIPLEX BY HONEYWELL Digital BDA | DH14EA-BA | DH14EA-AVU-NDMDA | Y | 10
HONBDA-A-VUT3NH | 4883 | 001000010037003900440064 | Y | N | DIGITAL SIGNAL BOOSTER DUAL BAND. VHF 136-174MHz & UHF 450-512MHz. VHF: +30dBm, UHF: +37dBm, 32filters + 2 Adj sub band per Band, NFPA, AC, VHF: 3.5MHz BW Internal Duplexer, UHF: No Internal Duplexer ,UL2524 2nd Edition Listed FIPLEX BY HONEYWELL Digital BDA | DH14EA-37 | DH14EA-AVUT-35ND-3037 | Y | 10
HONBDA-A-VUT3NL | 6182 | 001000010037003900440064 | Y | N | DIGITAL SIGNAL BOOSTER DUAL BAND. VHF 136-174MHz & UHF 450-512MHz. VHF: +24dBm, UHF: +30dBm, 32filters + 2 Adj sub band per Band, NFPA, AC & DC, VHF: 3.5MHz BW Internal Duplexer, UHF: No Internal Duplexer ,UL2524 2nd Edition Listed FIPLEX BY HONEYWELL Digital BDA | DH14EA-BA | DH14EA-AVUT-35ND | Y | 10
HONBDA-A14-D-3037 | 4671 | 0010000100370040004900530062 | Y | N | Fiber DAS. ENTERPRISE DAS REMOTE. VHF 136-174MHz + UHF 450-512MHz. Dual Band, VHF+30dBm & UHF +37dBm, One band per band, Full band, 1 optical port, DC ,UL2524 2nd Edition Listed FIPLEX BY HONEYWELL Fiber DAS | A14-D-3037-MTHR | A14-A-3037 | Y | 4
HONBDA-A-VUTNNH | 4889 | 001000010037003900440064 | Y | N | DIGITAL SIGNAL BOOSTER DUAL BAND. VHF 136-174MHz & UHF 450-512MHz. VHF: +30dBm, UHF: +37dBm, 32filters + 2 Adj sub band per Band, NFPA, AC, VHF: No Internal Duplexer, UHF: No Internal Duplexer ,UL2524 2nd Edition Listed FIPLEX BY HONEYWELL Digital BDA | DH14EA-37 | DH14EA-AVUT-NDND-3037 | Y | 10
HONBDA-A-VUTNNL | 5631 | 001000010037003900440064 | Y | N | DIGITAL SIGNAL BOOSTER DUAL BAND. VHF 136-174MHz & UHF 450-512MHz. VHF: +24dBm, UHF: +30dBm, 32filters + 2 Adj sub band per Band, NFPA, AC & DC, VHF: No Internal Duplexer, UHF: No Internal Duplexer ,UL2524 2nd Edition Listed FIPLEX BY HONEYWELL Digital BDA | DH14EA-BA | DH14EA-AVUT-NDND | Y | 10
HONBDA-BTTY-100100 | 1236 | 00100001003700410117 | Y | N | BBU with built-in annunciator, 100AH, 24VDC, batteries included. NFPA compliant, UL2524 2nd Edition Listed, Support to install Honeywell FACP monitor modules in BBU in field (monitor module not included) or relays to connect to any FACP, FIPLEX BY HONEYWELL BBU | BTTY-100 | BTTY-100100 | Y | 10
HONBDA-BTTY100100N | 1543 | 00100001003700410117 | Y | N | BBU with built-in annunciator, 100AH, 24VDC, batteries not included. NFPA compliant, UL2524 2nd Edition Listed, Support to install Honeywell FACP monitor modules in BBU in field (monitor module not included) or relays to connect to any FACP, FIPLEX BY HONEYWELL BBU | BTTY-100 | BTTY-100100-NB | Y | 10
HONBDA-BTTY-100-A | 8759 | 00100001003700410151 | N | N | SPARE PART NUMBER. Fiplex BBU. FLEX NEXT GENERATION BBU with built-in annunciator, 100AH, 24VDC, batteries included. IFC 2021, NFPA1221 2016 2019 and NFPA1225 2022 compliant, UL2524 2nd Edition Listed, FIPLEX BY HONEYWELL BBU | NULL |  | Y | 10
HONBDA-BTTY-100-B | 8760 | 00100001003700410151 | N | N | SPARE PART NUMBER. Fiplex BBU. FLEX NEXT GENERATION BBU with built-in annunciator, 100AH, 24VDC, batteries included. IFC 2021, NFPA1221 2016 2019 and NFPA1225 2022 compliant, UL2524 2nd Edition Listed, FIPLEX BY HONEYWELL BBU | NULL |  | Y | 10
HONBDA-BTTY-100-C | 8761 | 00100001003700410151 | N | N | SPARE PART NUMBER. Fiplex BBU. FLEX NEXT GENERATION BBU with built-in annunciator, 100AH, 24VDC, batteries included. IFC 2021, NFPA1221 2016 2019 and NFPA1225 2022 compliant, UL2524 2nd Edition Listed, FIPLEX BY HONEYWELL BBU | NULL |  | Y | 10
HONBDA-BTTY-100-NG | 8758 | 00100001003700410151 | Y | N | Fiplex BBU. FLEX NEXT GENERATION BBU with built-in annunciator, 100AH, 24VDC, batteries included. IFC 2021, NFPA1221 2016 2019 and NFPA1225 2022 compliant, UL2524 2nd Edition Listed, FIPLEX BY HONEYWELL BBU | NULL |  | Y | 10
HONBDA-BTTY-200200 | 8122 | 00100001003700410118 | Y | N | FLEX High Power BBU with built-in annunciator, 170AH, 24VDC, batteries included. IFC 2021, NFPA1221 2016 2019 and NFPA1225 2022 compliant, UL2524 2nd Edition Listed, FIPLEX BY HONEYWELL BBU | BTTY-200 |  | Y | 10
HONBDA-BTTY-ANN-4 | 1242 | 00100001003700410067 | Y | N | BBU External Annunciator without dry contacts. NEMA4 Enclosure, NFPA compliant, UL2524 2nd Edition FIPLEX BY HONEYWELL Annunciator | ANN4-MTHR | BTTY-ANN-004 | Y | 10
HONBDA-MA-VT20L | 5044 | 00100001003700400048005000560079 | Y | N | Fiber DAS. OTA PUBLIC SAFETY CENTRIC DAS MASTER DUAL BAND. VHF 136-174MHz & UHF 470-512MHz. VHF: +24dBm, UHF: +30dBm, 32filters + 2 Adj sub band per Band, 8 optical port, NFPA, AC & DC, VHF: 2.0MHz BW Internal Duplexer, UHF: 0.7MHz BW Internal Duplexer ,UL2524 2nd Edition Listed FIPLEX BY HONEYWELL Fiber DAS | DH14EA-M | DH14EA-M-AVT-2007 | Y | 10
HONBDA-MA-VT200L | 5076 | 00100001003700400048005000560079 | Y | N | Fiber DAS. OTA PUBLIC SAFETY CENTRIC DAS MASTER DUAL BAND. VHF 136-174MHz & UHF 470-512MHz. VHF: +24dBm, UHF: +30dBm, 32filters + 2 Adj sub band per Band, 8 optical port, NFPA, AC & DC, VHF: 2.0MHz BW Internal Duplexer, UHF: DUAL SUB BAND, Each Band 0.7MHz ,UL2524 2nd Edition Listed FIPLEX BY HONEYWELL Fiber DAS | DH14EA-M | DH14EA-M-AVT-200707 | Y | 10
HONBDA-MA-VT21L | 5077 | 00100001003700400048005000560079 | Y | N | Fiber DAS. OTA PUBLIC SAFETY CENTRIC DAS MASTER DUAL BAND. VHF 136-174MHz & UHF 470-512MHz. VHF: +24dBm, UHF: +30dBm, 32filters + 2 Adj sub band per Band, 8 optical port, NFPA, AC & DC, VHF: 2.0MHz BW Internal Duplexer, UHF: 1.5MHz BW Internal Duplexer ,UL2524 2nd Edition Listed FIPLEX BY HONEYWELL Fiber DAS | DH14EA-M | DH14EA-M-AVT-2015 | Y | 10
HONBDA-MA-VT211L | 5078 | 00100001003700400048005000560079 | Y | N | Fiber DAS. OTA PUBLIC SAFETY CENTRIC DAS MASTER DUAL BAND. VHF 136-174MHz & UHF 470-512MHz. VHF: +24dBm, UHF: +30dBm, 32filters + 2 Adj sub band per Band, 8 optical port, NFPA, AC & DC, VHF: 2.0MHz BW Internal Duplexer, UHF: DUAL SUB BAND, Each Band 1.5MHz ,UL2524 2nd Edition Listed FIPLEX BY HONEYWELL Fiber DAS | DH14EA-M | DH14EA-M-AVT-201515 | Y | 10
HONBDA-MA-VT2RWCL | 5079 | 00100001003700400048005000560079 | Y | N | Fiber DAS. OTA PUBLIC SAFETY CENTRIC DAS MASTER DUAL BAND. VHF 136-174MHz & UHF 470-512MHz. VHF: +24dBm, UHF: +30dBm, 32filters + 2 Adj sub band per Band, 8 optical port, NFPA, AC & DC, VHF: 2.0MHz BW Internal Duplexer, UHF: 483.4-484.5/486.4-487.5 & 488.5 ,UL2524 2nd Edition Listed FIPLEX BY HONEYWELL Fiber DAS | DH14EA-M | DH14EA-M-AVT-20RWC | Y | 10
HONBDA-BTTY-ANN-5 | 4625 | 00100001003700410067 | Y | N | BBU External Annunciator with dry contacts. Non-NEMA Enclosure, NFPA compliant, UL2524 2nd Edition FIPLEX BY HONEYWELL Annunciator | ANN5-MTHR | BTTY-ANN-005 | Y | 10
HONBDA-D-727AH | 1505 | 0010000100370039004300460098 | Y | N | PS 700 MHz incl Band 14 High Capacity, Class A,0.5W / +27dBm, DC. NFPA compliant, UL2524 2nd Edition Listed FIPLEX BY HONEYWELL Digital BDA | DH7S-D | DH7S-D-727AH | Y | 10
HONBDA-MA-VT31L | 5082 | 00100001003700400048005000560079 | Y | N | Fiber DAS. OTA PUBLIC SAFETY CENTRIC DAS MASTER DUAL BAND. VHF 136-174MHz & UHF 470-512MHz. VHF: +24dBm, UHF: +30dBm, 32filters + 2 Adj sub band per Band, 8 optical port, NFPA, AC & DC, VHF: 3.5MHz BW Internal Duplexer, UHF: 1.5MHz BW Internal Duplexer ,UL2524 2nd Edition Listed FIPLEX BY HONEYWELL Fiber DAS | DH14EA-M | DH14EA-M-AVT-3515 | Y | 10
HONBDA-MA-VT311L | 5083 | 00100001003700400048005000560079 | Y | N | Fiber DAS. OTA PUBLIC SAFETY CENTRIC DAS MASTER DUAL BAND. VHF 136-174MHz & UHF 470-512MHz. VHF: +24dBm, UHF: +30dBm, 32filters + 2 Adj sub band per Band, 8 optical port, NFPA, AC & DC, VHF: 3.5MHz BW Internal Duplexer, UHF: DUAL SUB BAND, Each Band 1.5MHz ,UL2524 2nd Edition Listed FIPLEX BY HONEYWELL Fiber DAS | DH14EA-M | DH14EA-M-AVT-351515 | Y | 10
HONBDA-MA-VT32L | 5084 | 00100001003700400048005000560079 | Y | N | Fiber DAS. OTA PUBLIC SAFETY CENTRIC DAS MASTER DUAL BAND. VHF 136-174MHz & UHF 470-512MHz. VHF: +24dBm, UHF: +30dBm, 32filters + 2 Adj sub band per Band, 8 optical port, NFPA, AC & DC, VHF: 3.5MHz BW Internal Duplexer, UHF: 2MHz BW Internal Duplexer ,UL2524 2nd Edition Listed FIPLEX BY HONEYWELL Fiber DAS | DH14EA-M | DH14EA-M-AVT-3520 | Y | 10
HONBDA-D-733AH | 1494 | 0010000100370039004300460098 | Y | N | PS 700 MHz incl Band 14 High Capacity, Class A,2W / +33dBm, DC. NFPA compliant, UL2524 2nd Edition Listed FIPLEX BY HONEYWELL Digital BDA | DH7S-D | DH7S-D-733AH | Y | 10
HONBDA-D-737AH | 2952 | 0010000100370039004300460098 | Y | N | PS 700 MHz incl Band 14 High Capacity, Class A,5W / +37dBm, DC. NFPA compliant, UL2524 2nd Edition FIPLEX BY HONEYWELL Digital BDA | DH7S-D-37 | DH7S-D-737AH | Y | 10
HONBDA-D-7S27B | 1160 | 001000010037003900430045 | Y | N | PS 700 + 800MHz Dual Band incl Band 14, Class B,0.5W / +27dBm per band(Upgradeable options to Class A & 2W/+33dBm options), DC. NFPA compliant, UL2524 2nd Edition Listed FIPLEX BY HONEYWELL Digital BDA | DH7S-D | DH7S-D-7S27B | Y | 10
HONBDA-MA-VTN1L | 5098 | 00100001003700400048005000560079 | Y | N | Fiber DAS. OTA PUBLIC SAFETY CENTRIC DAS MASTER DUAL BAND. VHF 136-174MHz & UHF 470-512MHz. VHF: +24dBm, UHF: +30dBm, 32filters + 2 Adj sub band per Band, 8 optical port, NFPA, AC & DC, VHF: No Internal Duplexer, UHF: 1.5MHz BW Internal Duplexer ,UL2524 2nd Edition Listed FIPLEX BY HONEYWELL Fiber DAS | DH14EA-M | DH14EA-M-AVT-ND15 | Y | 10
HONBDA-MA-VTN2L | 5099 | 00100001003700400048005000560079 | Y | N | Fiber DAS. OTA PUBLIC SAFETY CENTRIC DAS MASTER DUAL BAND. VHF 136-174MHz & UHF 470-512MHz. VHF: +24dBm, UHF: +30dBm, 32filters + 2 Adj sub band per Band, 8 optical port, NFPA, AC & DC, VHF: No Internal Duplexer, UHF: 2MHz BW Internal Duplexer ,UL2524 2nd Edition Listed FIPLEX BY HONEYWELL Fiber DAS | DH14EA-M | DH14EA-M-AVT-ND20 | Y | 10
HONBDA-D-7S27B-4 | 8744 | 001000010037003900430045 | Y | N | PS 700 + 800MHz Dual Band incl Band 14, Class B,0.5W / +27dBm per band(Upgradeable options to Class A & 2W/+33dBm options), DC. NFPA compliant, UL2524 2nd Edition Listed FIPLEX BY HONEYWELL Digital BDA | DH7S-D-4 | DH7S-D-7S27B | Y | 10
HONBDA-MA-VUT2NL | 5107 | 00100001003700400048005000560079 | Y | N | Fiber DAS. OTA PUBLIC SAFETY CENTRIC DAS MASTER DUAL BAND. VHF 136-174MHz & UHF 450-512MHz. VHF: +24dBm, UHF: +30dBm, 32filters + 2 Adj sub band per Band, 8 optical port, NFPA, AC & DC, VHF: 2MHz BW Internal Duplexer, UHF: No Internal Duplexer ,UL2524 2nd Edition Listed FIPLEX BY HONEYWELL Fiber DAS | DH14EA-M | DH14EA-M-AVUT-20ND | Y | 10
HONBDA-D-7S33A-M | 4659 | 001000010037004001030104 | Y | N | Fiber DAS. OTA PUBLIC SAFETY CENTRIC SMALL DAS MASTER. 758-869MHz. PS800 + PS700 + FIRSTNET, Dual Band, 32 Channels per band, 2 optical ports, 1 RF Output port +33dBm per band, DC ,UL2524 2nd Edition Listed FIPLEX BY HONEYWELL Fiber DAS | DH7S-D | DH7S-D-7S33A-M | Y | 10
HONBDA-D-7S33A-R | 4660 | 001000010037004001030105 | Y | N | Fiber DAS. OTA PUBLIC SAFETY CENTRIC SMALL DAS REMOTE. 758-869MHz. PS800 + PS700 + FIRSTNET, Dual Band, +33dBm per band, 32 Channels per band, 1 optical port, DC ,UL2524 2nd Edition Listed FIPLEX BY HONEYWELL Fiber DAS | DH7S-D | DH7S-D-7S33A-R | Y | 10
HONBDA-D-7S33AR1 | 1449 | 0010000100370040004800510059 | Y | N | PS 700 + 800MHz Public Safety Centric DAS Remote, including Band 14, class A, 2W/+33dBm per band, DC.NFPA compliant, UL2524 2nd Edition FIPLEX BY HONEYWELL PSC Fiber DAS | DH7S-D | DH7S-D-7S33AR1 | Y | 10
HONBDA-D-7S33AR1-4 | 8745 | 0010000100370040004800510059 | Y | N | PS 700 + 800MHz Public Safety Centric DAS Remote, including Band 14, class A, 2W/+33dBm per band, DC.NFPA compliant, UL2524 2nd Edition FIPLEX BY HONEYWELL PSC Fiber DAS | DH7S-D-4 | DH7S-D-7S33AR1 | Y | 10
HONBDA-D-7S33AR2 | 7170 | 0010000100370040004800510059 | Y | N | Fiber DAS. OTA PUBLIC SAFETY CENTRIC DAS REMOTE. 758-869MHz. PS800 + PS700 + FIRSTNET, Dual Band, +33dBm per band, 64 Channels per band, 2 optical port, DC ,UL2524 2nd Edition Listed FIPLEX BY HONEYWELL Fiber DAS | DH7S-D | DH7S-D-7S33AR2 | Y | 10
HONBDA-MA-VUN2L | 5113 | 00100001003700400048005000560079 | Y | N | Fiber DAS. OTA PUBLIC SAFETY CENTRIC DAS MASTER DUAL BAND. VHF 136-174MHz & UHF 450-470MHz. VHF: +24dBm, UHF: +30dBm, 32filters + 2 Adj sub band per Band, 8 optical port, NFPA, AC & DC, VHF: No Internal Duplexer, UHF: 2MHz BW Internal Duplexer ,UL2524 2nd Edition Listed FIPLEX BY HONEYWELL Fiber DAS | DH14EA-M | DH14EA-M-AVU-ND20 | Y | 10
HONBDA-MA-VUN22L | 5114 | 00100001003700400048005000560079 | Y | N | Fiber DAS. OTA PUBLIC SAFETY CENTRIC DAS MASTER DUAL BAND. VHF 136-174MHz & UHF 450-470MHz. VHF: +24dBm, UHF: +30dBm, 32filters + 2 Adj sub band per Band, 8 optical port, NFPA, AC & DC, VHF: No Internal Duplexer, UHF: DUAL SUB BAND, Each Band 2MHz BW, inte ,UL2524 2nd Edition Listed FIPLEX BY HONEYWELL Fiber DAS | DH14EA-M | DH14EA-M-AVU-ND2020 | Y | 10
HONBDA-D-7S33AR2-4 | 8746 | 0010000100370040004800510059 | Y | N | Fiber DAS. OTA PUBLIC SAFETY CENTRIC DAS REMOTE. 758-869MHz. PS800 + PS700 + FIRSTNET, Dual Band, +33dBm per band, 64 Channels per band, 2 optical port, DC ,UL2524 2nd Edition Listed FIPLEX BY HONEYWELL Fiber DAS | DH7S-D-4 | DH7S-D-7S33AR2-4 | Y | 10
HONBDA-MA-VUN5L | 5116 | 00100001003700400048005000560079 | Y | N | Fiber DAS. OTA PUBLIC SAFETY CENTRIC DAS MASTER DUAL BAND. VHF 136-174MHz & UHF 450-470MHz. VHF: +24dBm, UHF: +30dBm, 32filters + 2 Adj sub band per Band, 8 optical port, NFPA, AC & DC, VHF: No Internal Duplexer, UHF: 5MHz BW Internal Duplexer ,UL2524 2nd Edition Listed FIPLEX BY HONEYWELL Fiber DAS | DH14EA-M | DH14EA-M-AVU-ND50 | Y | 10
HONBDA-D-7S37A | 2950 | 001000010037003900430045 | Y | N | PS 700 + 800MHz Dual Band incl Band 14, Class A,5W / +37dBm per band, DC. NFPA compliant, UL2524 2nd Edition FIPLEX BY HONEYWELL Digital BDA | DH7S-D-37 | DH7S-D-7S37A | Y | 10
HONBDA-D-7S37AR1 | 3214 | 0010000100370040004800510059 | Y | N | PS 700 + 800MHz Public Safety Centric DAS Remote, including Band 14, class A, 5W/+37dBm per band, DC.NFPA compliant, UL2524 2nd Edition FIPLEX BY HONEYWELL PSC Fiber DAS | DH7S-D-37 | DH7S-D-7S37AR1 | Y | 10
HONBDA-MA-VT22L | 5190 | 00100001003700400048005000560079 | Y | N | Fiber DAS. OTA PUBLIC SAFETY CENTRIC DAS MASTER DUAL BAND. VHF 136-174MHz & UHF 470-512MHz. VHF: +24dBm, UHF: +30dBm, 32filters + 2 Adj sub band per Band, 8 optical port, NFPA, AC & DC, VHF: 2.0MHz BW Internal Duplexer, UHF: 2MHz BW Internal Duplexer ,UL2524 2nd Edition Listed FIPLEX BY HONEYWELL Fiber DAS | DH14EA-M | DH14EA-M-AVT-2020 | Y | 10
HONBDA-MA-VTN11L | 5191 | 00100001003700400048005000560079 | Y | N | Fiber DAS. OTA PUBLIC SAFETY CENTRIC DAS MASTER DUAL BAND. VHF 136-174MHz & UHF 470-512MHz. VHF: +24dBm, UHF: +30dBm, 32filters + 2 Adj sub band per Band, 8 optical port, NFPA, AC & DC, VHF: No Internal Duplexer, UHF: DUAL SUB BAND, Each Band 1.5MHz BW, in ,UL2524 2nd Edition Listed FIPLEX BY HONEYWELL Fiber DAS | DH14EA-M | DH14EA-M-AVT-ND1515 | Y | 10
HONBDA-MA-VU32L | 5249 | 00100001003700400048005000560079 | Y | N | Fiber DAS. OTA PUBLIC SAFETY CENTRIC DAS MASTER DUAL BAND. VHF 136-174MHz & UHF 450-470MHz. VHF: +24dBm, UHF: +30dBm, 32filters + 2 Adj sub band per Band, 8 optical port, NFPA, AC & DC, VHF: 3.5MHz BW Internal Duplexer, UHF: 2MHz BW Internal Duplexer ,UL2524 2nd Edition Listed FIPLEX BY HONEYWELL Fiber DAS | DH14EA-M | DH14EA-M-AVU-3520 | Y | 10
HONBDA-MA-VU322L | 5250 | 00100001003700400048005000560079 | Y | N | Fiber DAS. OTA PUBLIC SAFETY CENTRIC DAS MASTER DUAL BAND. VHF 136-174MHz & UHF 450-470MHz. VHF: +24dBm, UHF: +30dBm, 32filters + 2 Adj sub band per Band, 8 optical port, NFPA, AC, VHF: 3.5MHz BW Internal Duplexer, UHF: DUAL SUB BAND, Band #1: 2MHz BW, Band #2: 2MHz BW ,UL2524 2nd Edition Listed FIPLEX BY HONEYWELL Fiber DAS | DH14EA-M | DH14EA-M-AVU-352020 | Y | 10
HONBDA-MA-VU35L | 6911 | 00100001003700400048005000560079 | Y | N | Fiber DAS. OTA PUBLIC SAFETY CENTRIC DAS MASTER DUAL BAND. VHF 136-174MHz & UHF 450-470MHz. VHF: +24dBm, UHF: +30dBm, 32filters + 2 Adj sub band per Band, 8 optical port, NFPA, AC & DC, VHF: 3.5MHz BW Internal Duplexer, UHF: 5MHz BW Internal Duplexer ,UL2524 2nd Edition Listed FIPLEX BY HONEYWELL Fiber DAS | DH14EA-M |  | Y | 10
HONBDA-MA-VTCY | 7182 | 00100001003700400048005000560079 | Y | N | Fiber DAS. OTA PUBLIC SAFETY CENTRIC DAS MASTER VHF. VHF 136-174MHz, +24dBm, 64filters + 4 Adj sub band, 8 optical port, NFPA, AC & DC, VHF: 154.7250/158.8950 & 155.8950/153.8150 Internal Duplexer ,UL2524 2nd Edition Listed FIPLEX BY HONEYWELL Fiber DAS | DH14EA-M |  | Y | 10
HONBDA-MA-VUTCY2L | 7190 | 00100001003700400048005000560079 | Y | N | Fiber DAS. OTA PUBLIC SAFETY CENTRIC DAS MASTER DUAL BAND. VHF 136-174MHz & UHF 450-470MHz. VHF: +24dBm, UHF: +30dBm, 32filters + 2 Adj sub band per Band, 8 optical port, NFPA, AC & DC, VHF: 154.7250/158.8950 & 155.8950/153.8150 Internal Duplexer, UHF: 2MH ,UL2524 2nd Edition Listed FIPLEX BY HONEYWELL Fiber DAS | DH14EA-M |  | Y | 10
HONBDA-D-7S37AR2 | 7209 | 0010000100370040004800510059 | Y | N | Fiber DAS. OTA PUBLIC SAFETY CENTRIC DAS REMOTE. 758-869MHz. PS800 + PS700 + FIRSTNET, Dual Band, +37dBm per band, 64 Channels per band, 2 optical port, DC ,UL2524 2nd Edition Listed FIPLEX BY HONEYWELL Fiber DAS | DH7S-D-37 |  | Y | 10
HONBDA-MA-T1L | 5027 | 00100001003700400048005000560080 | Y | N | Fiber DAS. OTA PUBLIC SAFETY CENTRIC DAS MASTER.UHF 470-512 MHz, +30dBm, 64 filters + 4 Adj sub bands, 8 optical ports, NFPA, class A, AC & DC, 1.5MHz BW internal Duplexer ,UL2524 2nd Edition Listed FIPLEX BY HONEYWELL Fiber DAS | DH147SCA-M | DH14CA-M-AT-15 | Y | 10
HONBDA-MA-U2L | 5028 | 00100001003700400048005000560080 | Y | N | Fiber DAS. OTA PUBLIC SAFETY CENTRIC DAS MASTER.UHF 450-470 MHz, +30dBm, 64 filters + 4 Adj sub bands, 8 optical ports, NFPA, class A, AC & DC, 2MHz BW internal Duplexer ,UL2524 2nd Edition Listed FIPLEX BY HONEYWELL Fiber DAS | DH147SCA-M | DH14CA-M-AU-20 | Y | 10
HONBDA-D-7S37B | 1318 | 001000010037003900430045 | Y | N | PS 700 + 800MHz Dual Band incl Band 14, Class B,5W / +37dBm per band, DC. NFPA compliant, UL2524 2nd Edition FIPLEX BY HONEYWELL Digital BDA | DH7S-D-37 | DH7S-D-7S37B | Y | 10
HONBDA-DH7S-A-M | 1431 | 0010000100370040004800500057 | Y | N | PS 700 + 800MHz Public Safety Centric DAS Master, incl Band 14, class A & B, 0.25W /+24dBm UL, AC & DC.NFPA compliant, UL2524 2nd Edition FIPLEX BY HONEYWELL PSC Fiber DAS | DH147SCA-M | DH7S-A-M | Y | 10
HONBDA-MA-T2L | 5034 | 00100001003700400048005000560080 | Y | N | Fiber DAS. OTA PUBLIC SAFETY CENTRIC DAS MASTER.UHF 470-512 MHz, +30dBm, 64 filters + 4 Adj sub bands, 8 optical ports, NFPA, class A, AC & DC, 2MHz BW internal Duplexer ,UL2524 2nd Edition Listed FIPLEX BY HONEYWELL Fiber DAS | DH14EA-M | DH14EA-M-AT-20 | Y | 10
HONBDA-D-L15H | 8494 | 0010000100370039004400660134 | Y | N | DIGITAL SIGNAL BOOSTER.UHF 380-400 MHz, +37dBm, 32 filters +2 Adj sub bands, NFPA, class A/B, DC, 5MHz BW internal Duplexer, UL2524 2nd Edition Listed FIPLEX BY HONEYWELL BDA | DH13-D-L1-BA |  | Y | 10
HONBDA-D-L1NH | 8493 | 0010000100370039004400660134 | Y | N | DIGITAL SIGNAL BOOSTER.UHF 380-400 MHz, +37dBm, 32 filters +2 Adj sub bands, NFPA, class A/B, DC, No internal Duplexer, UL2524 2nd Edition Listed FIPLEX BY HONEYWELL BDA | DH13-D-L1-BA |  | Y | 10
HONBDA-D-L22DH | 8480 | 0010000100370039004400660134 | Y | N | DIGITAL SIGNAL BOOSTER.UHF 380-400 MHz, +37dBm, 32 filters +2 Adj sub bands, NFPA, class A/B, DC, 2MHz BW internal Duplexer Donor Side Only, UL2524 2nd Edition Listed FIPLEX BY HONEYWELL BDA | DH13-D-L2-BA |  | Y | 10
HONBDA-D-L22H | 8479 | 0010000100370039004400660134 | Y | N | DIGITAL SIGNAL BOOSTER.UHF 380-400 MHz, +37dBm, 32 filters +2 Adj sub bands, NFPA, class A/B, DC, 2MHz BW internal Duplexer, UL2524 2nd Edition Listed FIPLEX BY HONEYWELL BDA | DH13-D-L2-BA |  | Y | 10
HONBDA-D-L22SH | 8481 | 0010000100370039004400660134 | Y | N | DIGITAL SIGNAL BOOSTER.UHF 380-400 MHz, +37dBm, 32 filters +2 Adj sub bands, NFPA, class A/B, DC, 2MHz BW internal Duplexer Server Side Only, UL2524 2nd Edition Listed FIPLEX BY HONEYWELL BDA | DH13-D-L2-BA |  | Y | 10
HONBDA-MA-UT02L | 5040 | 00100001003700400048005000560080 | Y | N | Fiber DAS. OTA PUBLIC SAFETY CENTRIC DAS MASTER DUAL SUB BAND.UHF 450-512 MHz, +30dBm, 32 filters +2 Adj sub bands, 8 optical port, NFPA, class A, AC & DC, Band#1: 2.0MHz BW - Band #2: 0.7MHz BW, internal Duplexer ,UL2524 2nd Edition Listed FIPLEX BY HONEYWELL Fiber DAS | DH14EA-M | DH14EA-M-AUT-2007 | Y | 10
HONBDA-MA-UT002L | 5041 | 00100001003700400048005000560080 | Y | N | Fiber DAS. OTA PUBLIC SAFETY CENTRIC DAS MASTER TRIPLE SUB BAND.UHF 450-512 MHz, +30dBm, 32 filters +2 Adj sub bands, 8 optical port, NFPA, class A, AC & DC, Band#1: 2.0MHz BW - Band #2: 0.7MHz BW - Band#3: 0.7MHz BW, internal Duplexer ,UL2524 2nd Edition Listed FIPLEX BY HONEYWELL Fiber DAS | DH14EA-M | DH14EA-M-AUT-200707 | Y | 10
HONBDA-MA-UT12L | 5042 | 00100001003700400048005000560080 | Y | N | Fiber DAS. OTA PUBLIC SAFETY CENTRIC DAS MASTER DUAL SUB BAND.UHF 450-512 MHz, +30dBm, 32 filters +2 Adj sub bands, 8 optical port, NFPA, class A, AC & DC, Band#1: 2.0MHz BW - Band #2: 1.5MHz BW, internal Duplexer ,UL2524 2nd Edition Listed FIPLEX BY HONEYWELL Fiber DAS | DH14EA-M | DH14EA-M-AUT-2015 | Y | 10
HONBDA-MA-UT22L | 5043 | 00100001003700400048005000560080 | Y | N | Fiber DAS. OTA PUBLIC SAFETY CENTRIC DAS MASTER DUAL SUB BAND.UHF 450-512 MHz, +30dBm, 32 filters +2 Adj sub bands, 8 optical port, NFPA, class A, AC & DC, Band#1: 2.0MHz BW - Band #2: 2.0MHz BW, internal Duplexer ,UL2524 2nd Edition Listed FIPLEX BY HONEYWELL Fiber DAS | DH14EA-M | DH14EA-M-AUT-2020 | Y | 10
HONBDA-MA-U22L | 5189 | 00100001003700400048005000560080 | Y | N | Fiber DAS. OTA PUBLIC SAFETY CENTRIC DAS MASTER DUAL SUB BAND.UHF 450-470 MHz, +30dBm, 64 filters + 4 Adj sub bands, 8 optical ports, NFPA, class A, AC & DC, Band #1: 2.0MHz BW, Band #2: 2.0MHz BW, internal Duplexer ,UL2524 2nd Edition Listed FIPLEX BY HONEYWELL Fiber DAS | DH14EA-M | DH14EA-M-AU-2020 | Y | 10
HONBDA-MA-T11L | 7183 | 00100001003700400048005000560080 | Y | N | Fiber DAS. OTA PUBLIC SAFETY CENTRIC DAS MASTER.UHF DUAL SUB BAND 470-512 MHz, +30dBm, 64 filters + 4 Adj sub bands, 8 optical ports, NFPA, class A, AC & DC, Band #1: 1.5 MHz BW, Band #2: 1.5MHz BW internal Duplexer ,UL2524 2nd Edition Listed FIPLEX BY HONEYWELL Fiber DAS | DH14EA-M |  | Y | 10
HONBDA-MA-T02L | 7184 | 00100001003700400048005000560080 | Y | N | Fiber DAS. OTA PUBLIC SAFETY CENTRIC DAS MASTER.UHF DUAL SUB BAND 470-512 MHz, +30dBm, 64 filters + 4 Adj sub bands, 8 optical ports, NFPA, class A, AC & DC, Band #1: 2.0 MHz BW, Band #2: 0.7MHz BW internal Duplexer ,UL2524 2nd Edition Listed FIPLEX BY HONEYWELL Fiber DAS | DH14EA-M |  | Y | 10
HONBDA-MA-T12L | 7185 | 00100001003700400048005000560080 | Y | N | Fiber DAS. OTA PUBLIC SAFETY CENTRIC DAS MASTER.UHF DUAL SUB BAND 470-512 MHz, +30dBm, 64 filters + 4 Adj sub bands, 8 optical ports, NFPA, class A, AC & DC, Band #1: 2.0 MHz BW, Band #2: 1.5MHz BW internal Duplexer ,UL2524 2nd Edition Listed FIPLEX BY HONEYWELL Fiber DAS | DH14EA-M |  | Y | 10
HONBDA-MA-TESGL | 7186 | 00100001003700400048005000560080 | Y | N | Fiber DAS. OTA PUBLIC SAFETY CENTRIC DAS MASTER.UHF 470-472.6/473-475.6 & 482-482.7/485-485.7 & 506-506.7/509-509.7 MHz, +30dBm, 64 filters + 4 Adj sub bands, 8 optical ports, NFPA, class A, AC & DC, Internal Duplexer ,UL2524 2nd Edition Listed FIPLEX BY HONEYWELL Fiber DAS | DH14EA-M |  | Y | 10
HONBDA-MA-U24L | 7187 | 00100001003700400048005000560080 | Y | N | Fiber DAS. OTA PUBLIC SAFETY CENTRIC DAS MASTER DUAL SUB BAND.UHF 450-470 MHz, +30dBm, 64 filters + 4 Adj sub bands, 8 optical ports, NFPA, class A, AC & DC, Band #1: 2MHz BW, Band #2: 4MHz BW, internal Duplexer ,UL2524 2nd Edition Listed FIPLEX BY HONEYWELL Fiber DAS | DH14EA-M |  | Y | 10
HONBDA-MA-UT04L | 7188 | 00100001003700400048005000560080 | Y | N | Fiber DAS. OTA PUBLIC SAFETY CENTRIC DAS MASTER DUAL SUB BAND.UHF 450-512 MHz, +30dBm, 64 filters + 4 Adj sub bands, 8 optical ports, NFPA, class A, AC & DC, Band #1: 0.7MHz BW, Band #2: 4MHz BW, internal Duplexer ,UL2524 2nd Edition Listed FIPLEX BY HONEYWELL Fiber DAS | DH14EA-M |  | Y | 10
HONBDA-MA-UT012L | 7189 | 00100001003700400048005000560080 | Y | N | Fiber DAS. OTA PUBLIC SAFETY CENTRIC DAS MASTER TRIPLE SUB BAND.UHF 450-512 MHz, +30dBm, 32 filters +2 Adj sub bands, 8 optical port, NFPA, class A, AC & DC, Band#1: 2.0MHz BW - Band #2: 0.7MHz BW - Band#3: 1.5MHz BW, internal Duplexer ,UL2524 2nd Edition Listed FIPLEX BY HONEYWELL Fiber DAS | DH14EA-M |  | Y | 10
HONBDA-MA-T01L | 7191 | 00100001003700400048005000560080 | Y | N | Fiber DAS. OTA PUBLIC SAFETY CENTRIC DAS MASTER.UHF DUAL SUB BAND 470-512 MHz, +30dBm, 64 filters + 4 Adj sub bands, 8 optical ports, NFPA, class A, AC & DC, Band #1: 0.7 MHz BW, Band #2: 1.5MHz BW internal Duplexer ,UL2524 2nd Edition Listed FIPLEX BY HONEYWELL Fiber DAS | DH14EA-M |  | Y | 10
HONBDA-MA-UTMDA0L | 7735 | 00100001003700400048005000560080 | Y | N | Fiber DAS. OTA PUBLIC SAFETY CENTRIC DAS MASTER.UHF 453-454/458-459 & 460-462/465-467 MHz & 0.7MHz BW in 470-512 MHz , +24dBm, 64 filters + 4 Adj sub bands, 8 optical ports, NFPA, class A, AC & DC, Internal Duplexer ,UL2524 2nd Edition Listed FIPLEX BY HONEYWELL Fiber DAS | DH14EA-M |  | Y | 10
HONBDA-D-L25DH | 8477 | 0010000100370039004400660134 | Y | N | DIGITAL SIGNAL BOOSTER.UHF 380-400 MHz, +37dBm, 32 filters +2 Adj sub bands, NFPA, class A/B, DC, 5MHz BW internal Duplexer Donor Side Only, UL2524 2nd Edition Listed FIPLEX BY HONEYWELL BDA | DH13-D-L2-BA |  | Y | 10
HONBDA-D-L25H | 8476 | 0010000100370039004400660134 | Y | N | DIGITAL SIGNAL BOOSTER.UHF 380-400 MHz, +37dBm, 32 filters +2 Adj sub bands, NFPA, class A/B, DC, 5MHz BW internal Duplexer, UL2524 2nd Edition Listed FIPLEX BY HONEYWELL BDA | DH13-D-L2-BA |  | Y | 10
HONBDA-D-L25SH | 8478 | 0010000100370039004400660134 | Y | N | DIGITAL SIGNAL BOOSTER.UHF 380-400 MHz, +37dBm, 32 filters +2 Adj sub bands, NFPA, class A/B, DC, 5MHz BW internal Duplexer Server Side Only, UL2524 2nd Edition Listed FIPLEX BY HONEYWELL BDA | DH13-D-L2-BA |  | Y | 10
HONBDA-D-L2NH | 8475 | 0010000100370039004400660134 | Y | N | DIGITAL SIGNAL BOOSTER.UHF 380-400 MHz, +37dBm, 32 filters +2 Adj sub bands, NFPA, class A/B, DC, No internal Duplexer, UL2524 2nd Edition Listed FIPLEX BY HONEYWELL BDA | DH13-D-L2-BA |  | Y | 10
HONBDA-DRMA-L1 | 8495 | 001000010037004000480050005801250141 | Y | N | Fiber DAS. DIRECT FEED PUBLIC SAFETY CENTRIC DAS MASTER, Rack mount, UHF 380-400MHz, 24dBm, direct connection, No internal Duplexer, 64ch filters (Class A) + 4 Adb BW (Class B) per band, 8 optical ports, non-Over The Air, FIPLEX BY HONEYWELL DAS | DH13-DRMA-L1 |  | Y | 10
HONBDA-DRMA-L2 | 8390 | 001000010037004000480050005801250141 | Y | N | Fiber DAS. DIRECT FEED PUBLIC SAFETY CENTRIC DAS MASTER, Rack mount, UHF 406-439MHz, 24dBm, direct connection, No internal Duplexer, 64ch filters (Class A) + 4 Adb BW (Class B) per band, 8 optical ports, non-Over The Air, FIPLEX BY HONEYWELL DAS | DH13-DRMA-L2 |  | Y | 10
HONBDA-D-S27AH | 1508 | 0010000100370039004300470099 | Y | N | PS 800 MHz High Capacity, Class A,0.5W / +27dBm, DC. NFPA compliant, UL2524 2nd Edition Listed FIPLEX BY HONEYWELL Digital BDA | DH7S-D | DH7S-D-S27AH | Y | 10
HONBDA-D-S33AH | 1496 | 0010000100370039004300470099 | Y | N | PS 800 MHz High Capacity, Class A,2W / +33dBm, DC. NFPA compliant, UL2524 2nd Edition Listed FIPLEX BY HONEYWELL Digital BDA | DH7S-D | DH7S-D-S33AH | Y | 10
HONBDA-D-S37AH | 2954 | 0010000100370039004300470099 | Y | N | PS 800 MHz High Capacity, Class A,5W / +37dBm, DC. NFPA compliant, UL2524 2nd Edition FIPLEX BY HONEYWELL Digital BDA | DH7S-D-37 | DH7S-D-S37AH | Y | 10
HONBDA-D-T00H | 7349 | 001000010037003900440066 | Y | N | DIGITAL SIGNAL BOOSTER DUAL SUB BAND.UHF 470-512 MHz, +37dBm, 32 filters +2 Adj sub bands, NFPA, class A, DC, Band#1: 0.7MHz BW - Band #2: 0.7MHz BW, internal Duplexer ,UL2524 2nd Edition Listed FIPLEX BY HONEYWELL BDA | DH14ED-37 |  | Y | 10
HONBDA-D-T0H | 7355 | 001000010037003900440066 | Y | N | DIGITAL SIGNAL BOOSTER.UHF 470-512 MHz, +37dBm, 32 filters +2 Adj sub bands, NFPA, class A, DC, 0.7MHz BW internal Duplexer ,UL2524 2nd Edition Listed FIPLEX BY HONEYWELL BDA | DH14ED-37 |  | Y | 10
HONBDA-D-TRWCH | 7366 | 001000010037003900440066 | Y | N | DIGITAL SIGNAL BOOSTER.UHF 483.4-484.5/486.4-487.5 & 488.5-489/491.5-492 MHz, +37dBm, 32 filters +2 Adj sub bands, NFPA, class A, DC, Internal Duplexer ,UL2524 2nd Edition Listed FIPLEX BY HONEYWELL BDA | DH14ED-37 |  | Y | 10
HONBDA-D-TWMOH | 7369 | 001000010037003900440066 | Y | N | DIGITAL SIGNAL BOOSTER.UHF 489.5-491/492.5-494 & 496.3-497/499.3-500 MHz, +37dBm, 32 filters +2 Adj sub bands, NFPA, class A, DC, Internal Duplexer ,UL2524 2nd Edition Listed FIPLEX BY HONEYWELL BDA | DH14ED-37 |  | Y | 10
HONBDA-D-U04H | 7372 | 001000010037003900440066 | Y | N | DIGITAL SIGNAL BOOSTER DUAL SUB BAND.UHF 450-470 MHz, +37dBm, 32 filters +2 Adj sub bands, NFPA, class A, DC, Band#1: 0.7MHz BW - Band #2: 4.0MHz BW, internal Duplexer ,UL2524 2nd Edition Listed FIPLEX BY HONEYWELL BDA | DH14ED-37 |  | Y | 10
HONBDA-D-U4H | 7381 | 001000010037003900440066 | Y | N | DIGITAL SIGNAL BOOSTER.UHF 450-470 MHz, +37dBm, 32 filters +2 Adj sub bands, NFPA, class A, DC, 4MHz BW internal Duplexer ,UL2524 2nd Edition Listed FIPLEX BY HONEYWELL BDA | DH14ED-37 |  | Y | 10
HONBDA-D-UMDAH | 7387 | 001000010037003900440066 | Y | N | DIGITAL SIGNAL BOOSTER.UHF 453-454/458-459 & 460-462/465-467 MHz, +37dBm, 32 filters +2 Adj sub bands, NFPA, class A, DC, Internal Duplexer ,UL2524 2nd Edition Listed FIPLEX BY HONEYWELL BDA | DH14ED-37 |  | Y | 10
HONBDA-D-UTNH | 7405 | 001000010037003900440066 | Y | N | DIGITAL SIGNAL BOOSTER.UHF 450-512 MHz, +37dBm, 32 filters +2 Adj sub bands, NFPA, class A, DC, No internal Duplexer ,UL2524 2nd Edition Listed FIPLEX BY HONEYWELL BDA | DH14ED-37 |  | Y | 10
HONBDA-D-VT300H | 7424 | 001000010037003900440064 | Y | N | DIGITAL SIGNAL BOOSTER DUAL BAND. VHF 136-174MHz & UHF 470-512MHz. VHF: +30dBm, UHF: +37dBm, 32filters + 2 Adj sub band per Band, NFPA, DC, VHF: 3.5MHz BW Internal Duplexer, UHF: DUAL SUB BAND, Each Band 0.7MHz BW, internal Duplexer ,UL2524 2nd Edition Listed FIPLEX BY HONEYWELL BDA | DH14ED-37 |  | Y | 10
HONBDA-D-VT30H | 7427 | 001000010037003900440064 | Y | N | DIGITAL SIGNAL BOOSTER DUAL BAND. VHF 136-174MHz & UHF 470-512MHz. VHF: +30dBm, UHF: +37dBm, 32filters + 2 Adj sub band per Band, NFPA, DC, VHF: 3.5MHz BW Internal Duplexer, UHF: 0.7MHz BW Internal Duplexer ,UL2524 2nd Edition Listed FIPLEX BY HONEYWELL BDA | DH14ED-37 |  | Y | 10
HONBDA-D-VT3RWCH | 7440 | 001000010037003900440064 | Y | N | DIGITAL SIGNAL BOOSTER DUAL BAND. VHF 136-174MHz & UHF 470-512MHz. VHF: +30dBm, UHF: +37dBm, 32filters + 2 Adj sub band per Band, NFPA, DC, VHF: 3.5MHz BW Internal Duplexer, UHF: 483.4-484.5/486.4-487.5 & 488.5-489/491.5-492MHz internal Duplexer ,UL2524 2nd Edition Listed FIPLEX BY HONEYWELL BDA | DH14ED-37 |  | Y | 10
HONBDA-D-VTN00H | 7443 | 001000010037003900440064 | Y | N | DIGITAL SIGNAL BOOSTER DUAL BAND. VHF 136-174MHz & UHF 470-512MHz. VHF: +30dBm, UHF: +37dBm, 32filters + 2 Adj sub band per Band, NFPA, DC, VHF: No Internal Duplexer, UHF: DUAL SUB BAND, Each Band 0.7MHz BW, internal Duplexer ,UL2524 2nd Edition Listed FIPLEX BY HONEYWELL BDA | DH14ED-37 |  | Y | 10
HONBDA-D-VTN0H | 7446 | 001000010037003900440064 | Y | N | DIGITAL SIGNAL BOOSTER DUAL BAND. VHF 136-174MHz & UHF 470-512MHz. VHF: +30dBm, UHF: +37dBm, 32filters + 2 Adj sub band per Band, NFPA, DC, VHF: No Internal Duplexer, UHF: 0.7MHz BW Internal Duplexer ,UL2524 2nd Edition Listed FIPLEX BY HONEYWELL BDA | DH14ED-37 |  | Y | 10
HONBDA-R1A-VT20L | 5137 | 00100001003700400048005100600076 | Y | N | Fiber DAS. OTA PUBLIC SAFETY CENTRIC DAS REMOTE DUAL BAND. VHF 136-174MHz & UHF 470-512MHz. VHF: +24dBm, UHF: +30dBm, 32filters + 2 Adj sub band per Band, 1 optical port, NFPA, AC & DC, VHF: 2.0MHz BW Internal Duplexer, UHF: 0.7MHz BW Internal Duplexer ,UL2524 2nd Edition Listed FIPLEX BY HONEYWELL Fiber DAS | DH14EA-BA | DH14EA-R1-AVT-2007 | Y | 10
HONBDA-R1A-VT200L | 5138 | 00100001003700400048005100600076 | Y | N | Fiber DAS. OTA PUBLIC SAFETY CENTRIC DAS REMOTE DUAL BAND. VHF 136-174MHz & UHF 470-512MHz. VHF: +24dBm, UHF: +30dBm, 32filters + 2 Adj sub band per Band, 1 optical port, NFPA, AC & DC, VHF: 2.0MHz BW Internal Duplexer, UHF: DUAL SUB BAND, Each Band 0.7MHz ,UL2524 2nd Edition Listed FIPLEX BY HONEYWELL Fiber DAS | DH14EA-BA | DH14EA-R1-AVT-200707 | Y | 10
HONBDA-R1A-VT211L | 5139 | 00100001003700400048005100600076 | Y | N | Fiber DAS. OTA PUBLIC SAFETY CENTRIC DAS REMOTE DUAL BAND. VHF 136-174MHz & UHF 470-512MHz. VHF: +24dBm, UHF: +30dBm, 32filters + 2 Adj sub band per Band, 1 optical port, NFPA, AC & DC, VHF: 2.0MHz BW Internal Duplexer, UHF: DUAL SUB BAND, Each Band 1.5MHz ,UL2524 2nd Edition Listed FIPLEX BY HONEYWELL Fiber DAS | DH14EA-BA | DH14EA-R1-AVT-201515 | Y | 10
HONBDA-R1A-VT22L | 5140 | 00100001003700400048005100600076 | Y | N | Fiber DAS. OTA PUBLIC SAFETY CENTRIC DAS REMOTE DUAL BAND. VHF 136-174MHz & UHF 470-512MHz. VHF: +24dBm, UHF: +30dBm, 32filters + 2 Adj sub band per Band, 1 optical port, NFPA, AC & DC, VHF: 2.0MHz BW Internal Duplexer, UHF: 2MHz BW Internal Duplexer ,UL2524 2nd Edition Listed FIPLEX BY HONEYWELL Fiber DAS | DH14EA-BA | DH14EA-R1-AVT-2020 | Y | 10
HONBDA-R1A-VT2RWCL | 5141 | 00100001003700400048005100600076 | Y | N | Fiber DAS. OTA PUBLIC SAFETY CENTRIC DAS REMOTE DUAL BAND. VHF 136-174MHz & UHF 470-512MHz. VHF: +24dBm, UHF: +30dBm, 32filters + 2 Adj sub band per Band, 1 optical port, NFPA, AC & DC, VHF: 2.0MHz BW Internal Duplexer, UHF: 483.4-484.5/486.4-487.5 & 488.5 ,UL2524 2nd Edition Listed FIPLEX BY HONEYWELL Fiber DAS | DH14EA-BA | DH14EA-R1-AVT-20RWC | Y | 10
HONBDA-D-VTNRWCH | 7458 | 001000010037003900440064 | Y | N | DIGITAL SIGNAL BOOSTER DUAL BAND. VHF 136-174MHz & UHF 470-512MHz. VHF: +30dBm, UHF: +37dBm, 32filters + 2 Adj sub band per Band, NFPA, DC, VHF: No Internal Duplexer, UHF: 483.4-484.5/486.4-487.5 & 488.5-489/491.5-492MHz internal Duplexer ,UL2524 2nd Edition Listed FIPLEX BY HONEYWELL BDA | DH14ED-37 |  | Y | 10
HONBDA-D-VU304H | 7479 | 001000010037003900440064 | Y | N | DIGITAL SIGNAL BOOSTER DUAL BAND. VHF 136-174MHz & UHF 450-470MHz. VHF: +30dBm, UHF: +37dBm, 32filters + 2 Adj sub band per Band, NFPA, DC, VHF: 3.5MHz BW Internal Duplexer, UHF: DUAL SUB BAND, Band #1: 0.7MHz BW, Band #2: 4MHz BW, internal Duplexer ,UL2524 2nd Edition Listed FIPLEX BY HONEYWELL BDA | DH14ED-37 |  | Y | 10
HONBDA-R1A-VT31L | 5144 | 00100001003700400048005100600076 | Y | N | Fiber DAS. OTA PUBLIC SAFETY CENTRIC DAS REMOTE DUAL BAND. VHF 136-174MHz & UHF 470-512MHz. VHF: +24dBm, UHF: +30dBm, 32filters + 2 Adj sub band per Band, 1 optical port, NFPA, AC & DC, VHF: 3.5MHz BW Internal Duplexer, UHF: 1.5MHz BW Internal Duplexer ,UL2524 2nd Edition Listed FIPLEX BY HONEYWELL Fiber DAS | DH14EA-BA | DH14EA-R1-AVT-3515 | Y | 10
HONBDA-R1A-VT311L | 5182 | 00100001003700400048005100600076 | Y | N | Fiber DAS. OTA PUBLIC SAFETY CENTRIC DAS REMOTE DUAL BAND. VHF 136-174MHz & UHF 470-512MHz. VHF: +24dBm, UHF: +30dBm, 32filters + 2 Adj sub band per Band, 1 optical port, NFPA, AC & DC, VHF: 3.5MHz BW Internal Duplexer, UHF: DUAL SUB BAND, Each Band 1.5MHz ,UL2524 2nd Edition Listed FIPLEX BY HONEYWELL Fiber DAS | DH14EA-BA | DH14EA-R1-AVT-351515 | Y | 10
HONBDA-R1A-VT32L | 5183 | 00100001003700400048005100600076 | Y | N | Fiber DAS. OTA PUBLIC SAFETY CENTRIC DAS REMOTE DUAL BAND. VHF 136-174MHz & UHF 470-512MHz. VHF: +24dBm, UHF: +30dBm, 32filters + 2 Adj sub band per Band, 1 optical port, NFPA, AC & DC, VHF: 3.5MHz BW Internal Duplexer, UHF: 2MHz BW Internal Duplexer ,UL2524 2nd Edition Listed FIPLEX BY HONEYWELL Fiber DAS | DH14EA-BA | DH14EA-R1-AVT-3520 | Y | 10
HONBDA-D-VU34H | 7488 | 001000010037003900440064 | Y | N | DIGITAL SIGNAL BOOSTER DUAL BAND. VHF 136-174MHz & UHF 450-470MHz. VHF: +30dBm, UHF: +37dBm, 32filters + 2 Adj sub band per Band, NFPA, DC, VHF: 3.5MHz BW Internal Duplexer, UHF: 4MHz BW Internal Duplexer ,UL2524 2nd Edition Listed FIPLEX BY HONEYWELL BDA | DH14ED-37 |  | Y | 10
HONBDA-D-VU3MDAH | 7492 | 001000010037003900440064 | Y | N | DIGITAL SIGNAL BOOSTER DUAL BAND. VHF 136-174MHz & UHF 450-470MHz. VHF: +30dBm, UHF: +37dBm, 32filters + 2 Adj sub band per Band, NFPA, DC, VHF: 3.5MHz BW Internal Duplexer, UHF: 453-454/458-459 & 460-462/465-467MHz internal Duplexer ,UL2524 2nd Edition Listed FIPLEX BY HONEYWELL BDA | DH14ED-37 |  | Y | 10
HONBDA-D-VUN04H | 7495 | 001000010037003900440064 | Y | N | DIGITAL SIGNAL BOOSTER DUAL BAND. VHF 136-174MHz & UHF 450-470MHz. VHF: +30dBm, UHF: +37dBm, 32filters + 2 Adj sub band per Band, NFPA, DC, VHF: No Internal Duplexer, UHF: DUAL SUB BAND, Band #1: 0.7MHz BW, Band #2: 4MHz BW, internal Duplexer ,UL2524 2nd Edition Listed FIPLEX BY HONEYWELL BDA | DH14ED-37 |  | Y | 10
HONBDA-R1A-VTN1L | 5187 | 00100001003700400048005100600076 | Y | N | Fiber DAS. OTA PUBLIC SAFETY CENTRIC DAS REMOTE DUAL BAND. VHF 136-174MHz & UHF 470-512MHz. VHF: +24dBm, UHF: +30dBm, 32filters + 2 Adj sub band per Band, 1 optical port, NFPA, AC & DC, VHF: No Internal Duplexer, UHF: 1.5MHz BW Internal Duplexer ,UL2524 2nd Edition Listed FIPLEX BY HONEYWELL Fiber DAS | DH14EA-BA | DH14EA-R1-AVT-ND15 | Y | 10
HONBDA-R1A-VTN2L | 5192 | 00100001003700400048005100600076 | Y | N | Fiber DAS. OTA PUBLIC SAFETY CENTRIC DAS REMOTE DUAL BAND. VHF 136-174MHz & UHF 470-512MHz. VHF: +24dBm, UHF: +30dBm, 32filters + 2 Adj sub band per Band, 1 optical port, NFPA, AC & DC, VHF: No Internal Duplexer, UHF: 2MHz BW Internal Duplexer ,UL2524 2nd Edition Listed FIPLEX BY HONEYWELL Fiber DAS | DH14EA-BA | DH14EA-R1-AVT-ND20 | Y | 10
HONBDA-D-VUN4H | 7505 | 001000010037003900440064 | Y | N | DIGITAL SIGNAL BOOSTER DUAL BAND. VHF 136-174MHz & UHF 450-470MHz. VHF: +30dBm, UHF: +37dBm, 32filters + 2 Adj sub band per Band, NFPA, DC, VHF: No Internal Duplexer, UHF: 4MHz BW Internal Duplexer ,UL2524 2nd Edition Listed FIPLEX BY HONEYWELL BDA | DH14ED-37 |  | Y | 10
HONBDA-R1A-VU204L | 5194 | 00100001003700400048005100600076 | Y | N | Fiber DAS. OTA PUBLIC SAFETY CENTRIC DAS REMOTE DUAL BAND. VHF 136-174MHz & UHF 450-470MHz. VHF: +24dBm, UHF: +30dBm, 32filters + 2 Adj sub band per Band, 1 optical port, NFPA, AC & DC, VHF: 2MHz BW Internal Duplexer, UHF: DUAL SUB BAND, Band #1: 0.7MHz BW ,UL2524 2nd Edition Listed FIPLEX BY HONEYWELL Fiber DAS | DH14EA-BA | DH14EA-R1-AVU-200740 | Y | 10
HONBDA-R1A-VU22L | 5195 | 00100001003700400048005100600076 | Y | N | Fiber DAS. OTA PUBLIC SAFETY CENTRIC DAS REMOTE DUAL BAND. VHF 136-174MHz & UHF 450-470MHz. VHF: +24dBm, UHF: +30dBm, 32filters + 2 Adj sub band per Band, 1 optical port, NFPA, AC & DC, VHF: 2MHz BW Internal Duplexer, UHF: 2MHz BW Internal Duplexer ,UL2524 2nd Edition Listed FIPLEX BY HONEYWELL Fiber DAS | DH14EA-BA | DH14EA-R1-AVU-2020 | Y | 10
HONBDA-R1A-VU222L | 5196 | 00100001003700400048005100600076 | Y | N | Fiber DAS. OTA PUBLIC SAFETY CENTRIC DAS REMOTE DUAL BAND. VHF 136-174MHz & UHF 450-470MHz. VHF: +24dBm, UHF: +30dBm, 32filters + 2 Adj sub band per Band, 1 optical port, NFPA, AC & DC, VHF: 2MHz BW Internal Duplexer, UHF: DUAL SUB BAND, Each Band 2MHz BW, ,UL2524 2nd Edition Listed FIPLEX BY HONEYWELL Fiber DAS | DH14EA-BA | DH14EA-R1-AVU-202020 | Y | 10
HONBDA-R1A-VU24L | 5197 | 00100001003700400048005100600076 | Y | N | Fiber DAS. OTA PUBLIC SAFETY CENTRIC DAS REMOTE DUAL BAND. VHF 136-174MHz & UHF 450-470MHz. VHF: +24dBm, UHF: +30dBm, 32filters + 2 Adj sub band per Band, 1 optical port, NFPA, AC & DC, VHF: 2MHz BW Internal Duplexer, UHF: 4MHz BW Internal Duplexer ,UL2524 2nd Edition Listed FIPLEX BY HONEYWELL Fiber DAS | DH14EA-BA | DH14EA-R1-AVU-2040 | Y | 10
HONBDA-R1A-VU25L | 5198 | 00100001003700400048005100600076 | Y | N | Fiber DAS. OTA PUBLIC SAFETY CENTRIC DAS REMOTE DUAL BAND. VHF 136-174MHz & UHF 450-470MHz. VHF: +24dBm, UHF: +30dBm, 32filters + 2 Adj sub band per Band, 1 optical port, NFPA, AC & DC, VHF: 2MHz BW Internal Duplexer, UHF: 5MHz BW Internal Duplexer ,UL2524 2nd Edition Listed FIPLEX BY HONEYWELL Fiber DAS | DH14EA-BA | DH14EA-R1-AVU-2050 | Y | 10
HONBDA-R1A-VU2MDAL | 5199 | 00100001003700400048005100600076 | Y | N | Fiber DAS. OTA PUBLIC SAFETY CENTRIC DAS REMOTE DUAL BAND. VHF 136-174MHz & UHF 450-470MHz. VHF: +24dBm, UHF: +30dBm, 32filters + 2 Adj sub band per Band, 1 optical port, NFPA, AC & DC, VHF: 2MHz BW Internal Duplexer, UHF: 453-454/458-459 & 460-462/465-467 ,UL2524 2nd Edition Listed FIPLEX BY HONEYWELL Fiber DAS | DH14EA-BA | DH14EA-R1-AVU-20MDA | Y | 10
HONBDA-R1A-VUT2NL | 5200 | 00100001003700400048005100600076 | Y | N | Fiber DAS. OTA PUBLIC SAFETY CENTRIC DAS REMOTE DUAL BAND. VHF 136-174MHz & UHF 450-512MHz. VHF: +24dBm, UHF: +30dBm, 32filters + 2 Adj sub band per Band, 1 optical port, NFPA, AC & DC, VHF: 2MHz BW Internal Duplexer, UHF: No Internal Duplexer ,UL2524 2nd Edition Listed FIPLEX BY HONEYWELL Fiber DAS | DH14EA-BA | DH14EA-R1-AVUT-20ND | Y | 10
HONBDA-D-VUNMDAH | 7511 | 001000010037003900440064 | Y | N | DIGITAL SIGNAL BOOSTER DUAL BAND. VHF 136-174MHz & UHF 450-470MHz. VHF: +30dBm, UHF: +37dBm, 32filters + 2 Adj sub band per Band, NFPA, DC, VHF: No Internal Duplexer, UHF: 453-454/458-459 & 460-462/465-467MHz internal Duplexer ,UL2524 2nd Edition Listed FIPLEX BY HONEYWELL BDA | DH14ED-37 |  | Y | 10
HONBDA-R1A-VU32L | 5202 | 00100001003700400048005100600076 | Y | N | Fiber DAS. OTA PUBLIC SAFETY CENTRIC DAS REMOTE DUAL BAND. VHF 136-174MHz & UHF 450-470MHz. VHF: +24dBm, UHF: +30dBm, 32filters + 2 Adj sub band per Band, 1 optical port, NFPA, AC & DC, VHF: 3.5MHz BW Internal Duplexer, UHF: 2MHz BW Internal Duplexer ,UL2524 2nd Edition Listed FIPLEX BY HONEYWELL Fiber DAS | DH14EA-BA | DH14EA-R1-AVU-3520 | Y | 10
HONBDA-D-VUT3NH | 7515 | 001000010037003900440064 | Y | N | DIGITAL SIGNAL BOOSTER DUAL BAND. VHF 136-174MHz & UHF 450-512MHz. VHF: +30dBm, UHF: +37dBm, 32filters + 2 Adj sub band per Band, NFPA, DC, VHF: 3.5MHz BW Internal Duplexer, UHF: No Internal Duplexer ,UL2524 2nd Edition Listed FIPLEX BY HONEYWELL BDA | DH14ED-37 |  | Y | 10
HONBDA-R1A-VU35L | 5204 | 00100001003700400048005100600076 | Y | N | Fiber DAS. OTA PUBLIC SAFETY CENTRIC DAS REMOTE DUAL BAND. VHF 136-174MHz & UHF 450-470MHz. VHF: +24dBm, UHF: +30dBm, 32filters + 2 Adj sub band per Band, 1 optical port, NFPA, AC & DC, VHF: 3.5MHz BW Internal Duplexer, UHF: 5MHz BW Internal Duplexer ,UL2524 2nd Edition Listed FIPLEX BY HONEYWELL Fiber DAS | DH14EA-BA | DH14EA-R1-AVU-3550 | Y | 10
HONBDA-D-VUTNNH | 7516 | 001000010037003900440064 | Y | N | DIGITAL SIGNAL BOOSTER DUAL BAND. VHF 136-174MHz & UHF 450-512MHz. VHF: +30dBm, UHF: +37dBm, 32filters + 2 Adj sub band per Band, NFPA, DC, VHF: No Internal Duplexer, UHF: No Internal Duplexer ,UL2524 2nd Edition Listed FIPLEX BY HONEYWELL BDA | DH14ED-37 |  | Y | 10
HONBDA-MA-L15H | 8497 | 001000010037004000480050005600800140 | Y | N | Fiber DAS. OTA PUBLIC SAFETY CENTRIC DAS MASTER.UHF 380-400MHz, 5MHz Internal Duplexer, +24dBm, 64 filters + 4 Adj sub bands, 8 optical ports, NFPA, class A/B, AC & DC, UL2524 2nd Edition Listed FIPLEX BY HONEYWELL Fiber DAS | DH13-MA-L1 |  | Y | 10
HONBDA-MA-L1NH | 8496 | 001000010037004000480050005600800140 | Y | N | Fiber DAS. OTA PUBLIC SAFETY CENTRIC DAS MASTER.UHF 380-400MHz, No Internal Duplexer, +24dBm, 64 filters + 4 Adj sub bands, 8 optical ports, NFPA, class A/B, AC & DC, UL2524 2nd Edition Listed FIPLEX BY HONEYWELL Fiber DAS | DH13-MA-L1 |  | Y | 10
HONBDA-R1A-VUN2L | 5208 | 00100001003700400048005100600076 | Y | N | Fiber DAS. OTA PUBLIC SAFETY CENTRIC DAS REMOTE DUAL BAND. VHF 136-174MHz & UHF 450-470MHz. VHF: +24dBm, UHF: +30dBm, 32filters + 2 Adj sub band per Band, 1 optical port, NFPA, AC & DC, VHF: No Internal Duplexer, UHF: 2MHz BW Internal Duplexer ,UL2524 2nd Edition Listed FIPLEX BY HONEYWELL Fiber DAS | DH14EA-BA | DH14EA-R1-AVU-ND20 | Y | 10
HONBDA-R1A-VUN22L | 5209 | 00100001003700400048005100600076 | Y | N | Fiber DAS. OTA PUBLIC SAFETY CENTRIC DAS REMOTE DUAL BAND. VHF 136-174MHz & UHF 450-470MHz. VHF: +24dBm, UHF: +30dBm, 32filters + 2 Adj sub band per Band, 1 optical port, NFPA, AC & DC, VHF: No Internal Duplexer, UHF: DUAL SUB BAND, Each Band 2MHz BW, inte ,UL2524 2nd Edition Listed FIPLEX BY HONEYWELL Fiber DAS | DH14EA-BA | DH14EA-R1-AVU-ND2020 | Y | 10
HONBDA-MA-L22H | 8482 | 001000010037004000480050005600800140 | Y | N | Fiber DAS. OTA PUBLIC SAFETY CENTRIC DAS MASTER.UHF 406-439MHz, 2MHz Internal Duplexer, +24dBm, 64 filters + 4 Adj sub bands, 8 optical ports, NFPA, class A/B, AC & DC, UL2524 2nd Edition Listed FIPLEX BY HONEYWELL Fiber DAS | DH13-MA-L2 |  | Y | 10
HONBDA-R1A-VUN5L | 5211 | 00100001003700400048005100600076 | Y | N | Fiber DAS. OTA PUBLIC SAFETY CENTRIC DAS REMOTE DUAL BAND. VHF 136-174MHz & UHF 450-470MHz. VHF: +24dBm, UHF: +30dBm, 32filters + 2 Adj sub band per Band, 1 optical port, NFPA, AC & DC, VHF: No Internal Duplexer, UHF: 5MHz BW Internal Duplexer ,UL2524 2nd Edition Listed FIPLEX BY HONEYWELL Fiber DAS | DH14EA-BA | DH14EA-R1-AVU-ND50-3037 | Y | 10
HONBDA-MA-L25H | 8389 | 001000010037004000480050005600800140 | Y | N | Fiber DAS. OTA PUBLIC SAFETY CENTRIC DAS MASTER.UHF 406-439MHz, 5MHz Internal Duplexer, +24dBm, 64 filters + 4 Adj sub bands, 8 optical ports, NFPA, class A/B, AC & DC, UL2524 2nd Edition Listed FIPLEX BY HONEYWELL Fiber DAS | DH13-MA-L2 |  | Y | 10
HONBDA-MA-L2NH | 8319 | 001000010037004000480050005600800140 | Y | N | Fiber DAS. OTA PUBLIC SAFETY CENTRIC DAS MASTER.UHF 406-439MHz, No Internal Duplexer, +24dBm, 64 filters + 4 Adj sub bands, 8 optical ports, NFPA, class A/B, AC & DC, UL2524 2nd Edition Listed FIPLEX BY HONEYWELL Fiber DAS | DH13-MA-L2 |  | Y | 10
HONBDA-R1A-VT20H | 5231 | 00100001003700400048005100600076 | Y | N | Fiber DAS. OTA PUBLIC SAFETY CENTRIC DAS REMOTE DUAL BAND. VHF 136-174MHz & UHF 470-512MHz. VHF: +30dBm, UHF: +37dBm, 32filters + 2 Adj sub band per Band, 1 optical port, NFPA, AC, VHF: 2.0MHz BW Internal Duplexer, UHF: 0.7MHz BW Internal Duplexer ,UL2524 2nd Edition Listed FIPLEX BY HONEYWELL Fiber DAS | DH14EA-37 | DH14EA-R1-AVT-2007-3037 | Y | 10
HONBDA-R1A-VT200H | 5232 | 00100001003700400048005100600076 | Y | N | Fiber DAS. OTA PUBLIC SAFETY CENTRIC DAS REMOTE DUAL BAND. VHF 136-174MHz & UHF 470-512MHz. VHF: +30dBm, UHF: +37dBm, 32filters + 2 Adj sub band per Band, 1 optical port, NFPA, AC, VHF: 2.0MHz BW Internal Duplexer, UHF: DUAL SUB BAND, Each Band 0.7MHz BW, ,UL2524 2nd Edition Listed FIPLEX BY HONEYWELL Fiber DAS | DH14EA-37 | DH14EA-R1-AVT-200707-3037 | Y | 10
HONBDA-R1A-VT21H | 5233 | 00100001003700400048005100600076 | Y | N | Fiber DAS. OTA PUBLIC SAFETY CENTRIC DAS REMOTE DUAL BAND. VHF 136-174MHz & UHF 470-512MHz. VHF: +30dBm, UHF: +37dBm, 32filters + 2 Adj sub band per Band, 1 optical port, NFPA, AC, VHF: 2.0MHz BW Internal Duplexer, UHF: 1.5MHz BW Internal Duplexer ,UL2524 2nd Edition Listed FIPLEX BY HONEYWELL Fiber DAS | DH14EA-37 | DH14EA-R1-AVT-2015-3037 | Y | 10
HONBDA-R1A-VT211H | 5234 | 00100001003700400048005100600076 | Y | N | Fiber DAS. OTA PUBLIC SAFETY CENTRIC DAS REMOTE DUAL BAND. VHF 136-174MHz & UHF 470-512MHz. VHF: +30dBm, UHF: +37dBm, 32filters + 2 Adj sub band per Band, 1 optical port, NFPA, AC, VHF: 2.0MHz BW Internal Duplexer, UHF: DUAL SUB BAND, Each Band 1.5MHz BW, ,UL2524 2nd Edition Listed FIPLEX BY HONEYWELL Fiber DAS | DH14EA-37 | DH14EA-R1-AVT-201515-3037 | Y | 10
HONBDA-R1A-VT22H | 5235 | 00100001003700400048005100600076 | Y | N | Fiber DAS. OTA PUBLIC SAFETY CENTRIC DAS REMOTE DUAL BAND. VHF 136-174MHz & UHF 470-512MHz. VHF: +30dBm, UHF: +37dBm, 32filters + 2 Adj sub band per Band, 1 optical port, NFPA, AC, VHF: 2.0MHz BW Internal Duplexer, UHF: 2MHz BW Internal Duplexer ,UL2524 2nd Edition Listed FIPLEX BY HONEYWELL Fiber DAS | DH14EA-37 | DH14EA-R1-AVT-2020-3037 | Y | 10
HONBDA-R1A-VT2RWCH | 5236 | 00100001003700400048005100600076 | Y | N | Fiber DAS. OTA PUBLIC SAFETY CENTRIC DAS REMOTE DUAL BAND. VHF 136-174MHz & UHF 470-512MHz. VHF: +30dBm, UHF: +37dBm, 32filters + 2 Adj sub band per Band, 1 optical port, NFPA, AC, VHF: 2.0MHz BW Internal Duplexer, UHF: 483.4-484.5/486.4-487.5 & 488.5-489/ ,UL2524 2nd Edition Listed FIPLEX BY HONEYWELL Fiber DAS | DH14EA-37 | DH14EA-R1-AVT-20RWC-3037 | Y | 10
HONBDA-MA-T00L | 5033 | 00100001003700400048005000560080 | Y | N | Fiber DAS. OTA PUBLIC SAFETY CENTRIC DAS MASTER.UHF DUAL SUB BAND 470-512 MHz, +30dBm, 64 filters + 4 Adj sub bands, 8 optical ports, NFPA, class A, AC & DC, Band #1: 0.7 MHz BW, Band #2: 0.7MHz BW internal Duplexer ,UL2524 2nd Edition Listed FIPLEX BY HONEYWELL Fiber DAS | DH14EA-M | DH14EA-M-AT-0707 | Y | 10
HONBDA-R1A-VT31H | 5238 | 00100001003700400048005100600076 | Y | N | Fiber DAS. OTA PUBLIC SAFETY CENTRIC DAS REMOTE DUAL BAND. VHF 136-174MHz & UHF 470-512MHz. VHF: +30dBm, UHF: +37dBm, 32filters + 2 Adj sub band per Band, 1 optical port, NFPA, AC, VHF: 3.5MHz BW Internal Duplexer, UHF: 1.5MHz BW Internal Duplexer ,UL2524 2nd Edition Listed FIPLEX BY HONEYWELL Fiber DAS | DH14EA-37 | DH14EA-R1-AVT-3515-3037 | Y | 10
HONBDA-R1A-VT311H | 5239 | 00100001003700400048005100600076 | Y | N | Fiber DAS. OTA PUBLIC SAFETY CENTRIC DAS REMOTE DUAL BAND. VHF 136-174MHz & UHF 470-512MHz. VHF: +30dBm, UHF: +37dBm, 32filters + 2 Adj sub band per Band, 1 optical port, NFPA, AC, VHF: 3.5MHz BW Internal Duplexer, UHF: DUAL SUB BAND, Each Band 1.5MHz BW, ,UL2524 2nd Edition Listed FIPLEX BY HONEYWELL Fiber DAS | DH14EA-37 | DH14EA-R1-AVT-351515-3037 | Y | 10
HONBDA-R1A-VT32H | 5240 | 00100001003700400048005100600076 | Y | N | Fiber DAS. OTA PUBLIC SAFETY CENTRIC DAS REMOTE DUAL BAND. VHF 136-174MHz & UHF 470-512MHz. VHF: +30dBm, UHF: +37dBm, 32filters + 2 Adj sub band per Band, 1 optical port, NFPA, AC, VHF: 3.5MHz BW Internal Duplexer, UHF: 2MHz BW Internal Duplexer ,UL2524 2nd Edition Listed FIPLEX BY HONEYWELL Fiber DAS | DH14EA-37 | DH14EA-R1-AVT-3520-3037 | Y | 10
HONBDA-MA-T0L | 5026 | 00100001003700400048005000560080 | Y | N | Fiber DAS. OTA PUBLIC SAFETY CENTRIC DAS MASTER.UHF 470-512 MHz, +30dBm, 64 filters + 4 Adj sub bands, 8 optical ports, NFPA, class A, AC & DC, 0.7MHz BW internal Duplexer ,UL2524 2nd Edition Listed FIPLEX BY HONEYWELL Fiber DAS | DH147SCA-M | DH14CA-M-AT-07 | Y | 10
HONBDA-MA-TRWCL | 5035 | 00100001003700400048005000560080 | Y | N | Fiber DAS. OTA PUBLIC SAFETY CENTRIC DAS MASTER.UHF 483.4-484.5/486.4-487.5 & 488.5-489/491.5-492 MHz, +30dBm, 64 filters + 4 Adj sub bands, 8 optical ports, NFPA, class A, AC & DC, Internal Duplexer ,UL2524 2nd Edition Listed FIPLEX BY HONEYWELL Fiber DAS | DH14EA-M | DH14EA-M-AT-RWC | Y | 10
HONBDA-MA-TWMOL | 5036 | 00100001003700400048005000560080 | Y | N | Fiber DAS. OTA PUBLIC SAFETY CENTRIC DAS MASTER.UHF 489-491/492-494 & 496.3-497/499.3-500 MHz, +30dBm, 64 filters + 4 Adj sub bands, 8 optical ports, NFPA, class A, AC & DC, Internal Duplexer ,UL2524 2nd Edition Listed FIPLEX BY HONEYWELL Fiber DAS | DH14EA-M | DH14EA-M-AT-WMO | Y | 10
HONBDA-R1A-VTN1H | 5244 | 00100001003700400048005100600076 | Y | N | Fiber DAS. OTA PUBLIC SAFETY CENTRIC DAS REMOTE DUAL BAND. VHF 136-174MHz & UHF 470-512MHz. VHF: +30dBm, UHF: +37dBm, 32filters + 2 Adj sub band per Band, 1 optical port, NFPA, AC, VHF: No Internal Duplexer, UHF: 1.5MHz BW Internal Duplexer ,UL2524 2nd Edition Listed FIPLEX BY HONEYWELL Fiber DAS | DH14EA-37 | DH14EA-R1-AVT-ND15-3037 | Y | 10
HONBDA-R1A-VTN11H | 5245 | 00100001003700400048005100600076 | Y | N | Fiber DAS. OTA PUBLIC SAFETY CENTRIC DAS REMOTE DUAL BAND. VHF 136-174MHz & UHF 470-512MHz. VHF: +30dBm, UHF: +37dBm, 32filters + 2 Adj sub band per Band, 1 optical port, NFPA, AC, VHF: No Internal Duplexer, UHF: DUAL SUB BAND, Each Band 1.5MHz BW, interna ,UL2524 2nd Edition Listed FIPLEX BY HONEYWELL Fiber DAS | DH14EA-37 | DH14EA-R1-AVT-ND1515-3037 | Y | 10
HONBDA-R1A-VTN2H | 5246 | 00100001003700400048005100600076 | Y | N | Fiber DAS. OTA PUBLIC SAFETY CENTRIC DAS REMOTE DUAL BAND. VHF 136-174MHz & UHF 470-512MHz. VHF: +30dBm, UHF: +37dBm, 32filters + 2 Adj sub band per Band, 1 optical port, NFPA, AC, VHF: No Internal Duplexer, UHF: 2MHz BW Internal Duplexer ,UL2524 2nd Edition Listed FIPLEX BY HONEYWELL Fiber DAS | DH14EA-37 | DH14EA-R1-AVT-ND20-3037 | Y | 10
HONBDA-R1A-VU204H | 5247 | 00100001003700400048005100600076 | Y | N | Fiber DAS. OTA PUBLIC SAFETY CENTRIC DAS REMOTE DUAL BAND. VHF 136-174MHz & UHF 450-470MHz. VHF: +30dBm, UHF: +37dBm, 32filters + 2 Adj sub band per Band, 1 optical port, NFPA, AC, VHF: 2MHz BW Internal Duplexer, UHF: DUAL SUB BAND, Band #1: 0.7MHz BW, Ban ,UL2524 2nd Edition Listed FIPLEX BY HONEYWELL Fiber DAS | DH14EA-37 | DH14EA-R1-AVU-200740-3037 | Y | 10
HONBDA-R1A-VU22H | 5248 | 00100001003700400048005100600076 | Y | N | Fiber DAS. OTA PUBLIC SAFETY CENTRIC DAS REMOTE DUAL BAND. VHF 136-174MHz & UHF 450-470MHz. VHF: +30dBm, UHF: +37dBm, 32filters + 2 Adj sub band per Band, 1 optical port, NFPA, AC, VHF: 2MHz BW Internal Duplexer, UHF: 2MHz BW Internal Duplexer ,UL2524 2nd Edition Listed FIPLEX BY HONEYWELL Fiber DAS | DH14EA-37 | DH14EA-R1-AVU-2020-3037 | Y | 10
HONBDA-R1A-VT21L | 5253 | 00100001003700400048005100600076 | Y | N | Fiber DAS. OTA PUBLIC SAFETY CENTRIC DAS REMOTE DUAL BAND. VHF 136-174MHz & UHF 470-512MHz. VHF: +24dBm, UHF: +30dBm, 32filters + 2 Adj sub band per Band, 1 optical port, NFPA, AC & DC, VHF: 2.0MHz BW Internal Duplexer, UHF: 1.5MHz BW Internal Duplexer ,UL2524 2nd Edition Listed FIPLEX BY HONEYWELL Fiber DAS | DH14EA-BA | DH14EA-R1-AVT-2015 | Y | 10
HONBDA-R1A-VTN11L | 5254 | 00100001003700400048005100600076 | Y | N | Fiber DAS. OTA PUBLIC SAFETY CENTRIC DAS REMOTE DUAL BAND. VHF 136-174MHz & UHF 470-512MHz. VHF: +24dBm, UHF: +30dBm, 32filters + 2 Adj sub band per Band, 1 optical port, NFPA, AC & DC, VHF: No Internal Duplexer, UHF: DUAL SUB BAND, Each Band 1.5MHz BW, in ,UL2524 2nd Edition Listed FIPLEX BY HONEYWELL Fiber DAS | DH14EA-BA | DH14EA-R1-AVT-ND1515 | Y | 10
HONBDA-R1A-VU322L | 5255 | 00100001003700400048005100600076 | Y | N | Fiber DAS. OTA PUBLIC SAFETY CENTRIC DAS REMOTE DUAL BAND. VHF 136-174MHz & UHF 450-470MHz. VHF: +24dBm, UHF: +30dBm, 32filters + 2 Adj sub band per Band, 1 optical port, NFPA, AC, VHF: 3.5MHz BW Internal Duplexer, UHF: DUAL SUB BAND, Band #1: 2MHz BW, Band #2: 2MHz BW ,UL2524 2nd Edition Listed FIPLEX BY HONEYWELL Fiber DAS | DH14EA-BA | DH14EA-R1-AVU-352020 | Y | 10
HONBDA-MA-U04L | 5037 | 00100001003700400048005000560080 | Y | N | Fiber DAS. OTA PUBLIC SAFETY CENTRIC DAS MASTER DUAL SUB BAND.UHF 450-470 MHz, +30dBm, 64 filters + 4 Adj sub bands, 8 optical ports, NFPA, class A, AC & DC, Band #1: 0.7MHz BW, Band #2: 4MHz BW, internal Duplexer ,UL2524 2nd Edition Listed FIPLEX BY HONEYWELL Fiber DAS | DH14EA-M | DH14EA-M-AU-0740 | Y | 10
HONBDA-MA-U4L | 5038 | 00100001003700400048005000560080 | Y | N | Fiber DAS. OTA PUBLIC SAFETY CENTRIC DAS MASTER.UHF 450-470 MHz, +30dBm, 64 filters + 4 Adj sub bands, 8 optical ports, NFPA, class A, AC & DC, 4MHz BW internal Duplexer ,UL2524 2nd Edition Listed FIPLEX BY HONEYWELL Fiber DAS | DH14EA-M | DH14EA-M-AU-40 | Y | 10
HONBDA-R1A-VU222H | 5260 | 00100001003700400048005100600076 | Y | N | Fiber DAS. OTA PUBLIC SAFETY CENTRIC DAS REMOTE DUAL BAND. VHF 136-174MHz & UHF 450-470MHz. VHF: +30dBm, UHF: +37dBm, 32filters + 2 Adj sub band per Band, 1 optical port, NFPA, AC, VHF: 2MHz BW Internal Duplexer, UHF: DUAL SUB BAND, Each Band 2MHz BW, inte ,UL2524 2nd Edition Listed FIPLEX BY HONEYWELL Fiber DAS | DH14EA-37 | DH14EA-R1-AVU-202020-3037 | Y | 10
HONBDA-R1A-VU322H | 5261 | 00100001003700400048005100600076 | Y | N | Fiber DAS. OTA PUBLIC SAFETY CENTRIC DAS REMOTE DUAL BAND. VHF 136-174MHz & UHF 450-470MHz. VHF: +30dBm, UHF: +37dBm, 32filters + 2 Adj sub band per Band, 1 optical port, NFPA, AC, VHF: 3.5MHz BW Internal Duplexer, UHF: DUAL SUB BAND, Each Band 2MHz BW, in ,UL2524 2nd Edition Listed FIPLEX BY HONEYWELL Fiber DAS | DH14EA-37 | DH14EA-R1-AVU-352020-3037 | Y | 10
HONBDA-R1A-VU24H | 5266 | 00100001003700400048005100600076 | Y | N | Fiber DAS. OTA PUBLIC SAFETY CENTRIC DAS REMOTE DUAL BAND. VHF 136-174MHz & UHF 450-470MHz. VHF: +30dBm, UHF: +37dBm, 32filters + 2 Adj sub band per Band, 1 optical port, NFPA, AC, VHF: 2MHz BW Internal Duplexer, UHF: 4MHz BW Internal Duplexer ,UL2524 2nd Edition Listed FIPLEX BY HONEYWELL Fiber DAS | DH14EA-37 | DH14EA-R1-AVU-2040-3037 | Y | 10
HONBDA-R1A-VU25H | 5267 | 00100001003700400048005100600076 | Y | N | Fiber DAS. OTA PUBLIC SAFETY CENTRIC DAS REMOTE DUAL BAND. VHF 136-174MHz & UHF 450-470MHz. VHF: +30dBm, UHF: +37dBm, 32filters + 2 Adj sub band per Band, 1 optical port, NFPA, AC, VHF: 2MHz BW Internal Duplexer, UHF: 5MHz BW Internal Duplexer ,UL2524 2nd Edition Listed FIPLEX BY HONEYWELL Fiber DAS | DH14EA-37 | DH14EA-R1-AVU-2050-3037 | Y | 10
HONBDA-R1A-VU2MDAH | 5268 | 00100001003700400048005100600076 | Y | N | Fiber DAS. OTA PUBLIC SAFETY CENTRIC DAS REMOTE DUAL BAND. VHF 136-174MHz & UHF 450-470MHz. VHF: +30dBm, UHF: +37dBm, 32filters + 2 Adj sub band per Band, 1 optical port, NFPA, AC, VHF: 2MHz BW Internal Duplexer, UHF: 453-454/458-459 & 460-462/465-467MHz i ,UL2524 2nd Edition Listed FIPLEX BY HONEYWELL Fiber DAS | DH14EA-37 | DH14EA-R1-AVU-20MDA-3037 | Y | 10
HONBDA-R1A-VUT2NH | 5269 | 00100001003700400048005100600076 | Y | N | Fiber DAS. OTA PUBLIC SAFETY CENTRIC DAS REMOTE DUAL BAND. VHF 136-174MHz & UHF 450-512MHz. VHF: +30dBm, UHF: +37dBm, 32filters + 2 Adj sub band per Band, 1 optical port, NFPA, AC & DC, VHF: 2MHz BW Internal Duplexer, UHF: No Internal Duplexer ,UL2524 2nd Edition Listed FIPLEX BY HONEYWELL Fiber DAS | DH14EA-37 | DH14EA-R1-AVUT-20ND-3037 | Y | 10
HONBDA-MA-UMDAL | 5039 | 00100001003700400048005000560080 | Y | N | Fiber DAS. OTA PUBLIC SAFETY CENTRIC DAS MASTER.UHF 453-454/458-459 & 460-462/465-467 MHz, +30dBm, 64 filters + 4 Adj sub bands, 8 optical ports, NFPA, class A, AC & DC, Internal Duplexer ,UL2524 2nd Edition Listed FIPLEX BY HONEYWELL Fiber DAS | DH14EA-M | DH14EA-M-AU-MDA | Y | 10
HONBDA-R1A-VU32H | 5271 | 00100001003700400048005100600076 | Y | N | Fiber DAS. OTA PUBLIC SAFETY CENTRIC DAS REMOTE DUAL BAND. VHF 136-174MHz & UHF 450-470MHz. VHF: +30dBm, UHF: +37dBm, 32filters + 2 Adj sub band per Band, 1 optical port, NFPA, AC, VHF: 3.5MHz BW Internal Duplexer, UHF: 2MHz BW Internal Duplexer ,UL2524 2nd Edition Listed FIPLEX BY HONEYWELL Fiber DAS | DH14EA-37 | DH14EA-R1-AVU-3520-3037 | Y | 10
HONBDA-MA-UTNL | 5029 | 00100001003700400048005000560080 | Y | N | Fiber DAS. OTA PUBLIC SAFETY CENTRIC DAS MASTER.UHF 450-512 MHz, +30dBm, 64 filters + 4 Adj sub bands, 8 optical ports, NFPA, class A, AC & DC, No internal Duplexer ,UL2524 2nd Edition Listed FIPLEX BY HONEYWELL Fiber DAS | DH147SCA-M | DH14CA-M-AUT-ND | Y | 10
HONBDA-R1A-VU35H | 5273 | 00100001003700400048005100600076 | Y | N | Fiber DAS. OTA PUBLIC SAFETY CENTRIC DAS REMOTE DUAL BAND. VHF 136-174MHz & UHF 450-470MHz. VHF: +30dBm, UHF: +37dBm, 32filters + 2 Adj sub band per Band, 1 optical port, NFPA, AC, VHF: 3.5MHz BW Internal Duplexer, UHF: 5MHz BW Internal Duplexer ,UL2524 2nd Edition Listed FIPLEX BY HONEYWELL Fiber DAS | DH14EA-37 | DH14EA-R1-AVU-3550-3037 | Y | 10
HONBDA-MA-V3L | 5031 | 00100001003700400048005000560081 | Y | N | Fiber DAS. OTA PUBLIC SAFETY CENTRIC DAS MASTER.VHF 136-174MHz, +24dBm, 64 filters + 4 Adj sub bands, 8 optical ports, NFPA, class A, AC & DC, 3.5MHz BW internal Duplexer ,UL2524 2nd Edition Listed FIPLEX BY HONEYWELL Fiber DAS | DH147SCA-M | DH14CA-M-AV-35 | Y | 10
HONBDA-MA-VNL | 5032 | 00100001003700400048005000560081 | Y | N | Fiber DAS. OTA PUBLIC SAFETY CENTRIC DAS MASTER.VHF 136-174MHz, +24dBm, 64 filters + 4 Adj sub bands, 8 optical ports, NFPA, class A, AC & DC, No Internal Duplexer ,UL2524 2nd Edition Listed FIPLEX BY HONEYWELL Fiber DAS | DH147SCA-M | DH14CA-M-AV-ND | Y | 10
HONBDA-MA-VT300L | 5081 | 00100001003700400048005000560079 | Y | N | Fiber DAS. OTA PUBLIC SAFETY CENTRIC DAS MASTER DUAL BAND. VHF 136-174MHz & UHF 470-512MHz. VHF: +24dBm, UHF: +30dBm, 32filters + 2 Adj sub band per Band, 8 optical port, NFPA, AC & DC, VHF: 3.5MHz BW Internal Duplexer, UHF: DUAL SUB BAND, Each Band 0.7MHz ,UL2524 2nd Edition Listed FIPLEX BY HONEYWELL Fiber DAS | DH14EA-M | DH14EA-M-AVT-350707 | Y | 10
HONBDA-R1A-VUN2H | 5277 | 00100001003700400048005100600076 | Y | N | Fiber DAS. OTA PUBLIC SAFETY CENTRIC DAS REMOTE DUAL BAND. VHF 136-174MHz & UHF 450-470MHz. VHF: +30dBm, UHF: +37dBm, 32filters + 2 Adj sub band per Band, 1 optical port, NFPA, AC, VHF: No Internal Duplexer, UHF: 2MHz BW Internal Duplexer ,UL2524 2nd Edition Listed FIPLEX BY HONEYWELL Fiber DAS | DH14EA-37 | DH14EA-R1-AVU-ND20-3037 | Y | 10
HONBDA-R1A-VUN22H | 5278 | 00100001003700400048005100600076 | Y | N | Fiber DAS. OTA PUBLIC SAFETY CENTRIC DAS REMOTE DUAL BAND. VHF 136-174MHz & UHF 450-470MHz. VHF: +30dBm, UHF: +37dBm, 32filters + 2 Adj sub band per Band, 1 optical port, NFPA, AC, VHF: No Internal Duplexer, UHF: DUAL SUB BAND, Each Band 2MHz BW, internal ,UL2524 2nd Edition Listed FIPLEX BY HONEYWELL Fiber DAS | DH14EA-37 | DH14EA-R1-AVU-ND2020-3037 | Y | 10
HONBDA-MA-VT30L | 5080 | 00100001003700400048005000560079 | Y | N | Fiber DAS. OTA PUBLIC SAFETY CENTRIC DAS MASTER DUAL BAND. VHF 136-174MHz & UHF 470-512MHz. VHF: +24dBm, UHF: +30dBm, 32filters + 2 Adj sub band per Band, 8 optical port, NFPA, AC & DC, VHF: 3.5MHz BW Internal Duplexer, UHF: 0.7MHz BW Internal Duplexer ,UL2524 2nd Edition Listed FIPLEX BY HONEYWELL Fiber DAS | DH14EA-M | DH14EA-M-AVT-3507 | Y | 10
HONBDA-MA-VT3RWCL | 5095 | 00100001003700400048005000560079 | Y | N | Fiber DAS. OTA PUBLIC SAFETY CENTRIC DAS MASTER DUAL BAND. VHF 136-174MHz & UHF 470-512MHz. VHF: +24dBm, UHF: +30dBm, 32filters + 2 Adj sub band per Band, 8 optical port, NFPA, AC & DC, VHF: 3.5MHz BW Internal Duplexer, UHF: 483.4-484.5/486.4-487.5 & 488.5 ,UL2524 2nd Edition Listed FIPLEX BY HONEYWELL Fiber DAS | DH14EA-M | DH14EA-M-AVT-35RWC | Y | 10
HONBDA-MA-VTN00L | 5097 | 00100001003700400048005000560079 | Y | N | Fiber DAS. OTA PUBLIC SAFETY CENTRIC DAS MASTER DUAL BAND. VHF 136-174MHz & UHF 470-512MHz. VHF: +24dBm, UHF: +30dBm, 32filters + 2 Adj sub band per Band, 8 optical port, NFPA, AC & DC, VHF: No Internal Duplexer, UHF: DUAL SUB BAND, Each Band 0.7MHz BW, in ,UL2524 2nd Edition Listed FIPLEX BY HONEYWELL Fiber DAS | DH14EA-M | DH14EA-M-AVT-ND0707 | Y | 10
HONBDA-R1A-VUN5H | 6913 | 00100001003700400048005100600076 | Y | N | Fiber DAS. OTA PUBLIC SAFETY CENTRIC DAS REMOTE DUAL BAND. VHF 136-174MHz & UHF 450-470MHz. VHF: +30dBm, UHF: +37dBm, 32filters + 2 Adj sub band per Band, 1 optical port, NFPA, AC, VHF: No Internal Duplexer, UHF: 5MHz BW Internal Duplexer ,UL2524 2nd Edition Listed FIPLEX BY HONEYWELL Fiber DAS | DH14EA-37 |  | Y | 10
HONBDA-MA-VTN0L | 5096 | 00100001003700400048005000560079 | Y | N | Fiber DAS. OTA PUBLIC SAFETY CENTRIC DAS MASTER DUAL BAND. VHF 136-174MHz & UHF 470-512MHz. VHF: +24dBm, UHF: +30dBm, 32filters + 2 Adj sub band per Band, 8 optical port, NFPA, AC & DC, VHF: No Internal Duplexer, UHF: 0.7MHz BW Internal Duplexer ,UL2524 2nd Edition Listed FIPLEX BY HONEYWELL Fiber DAS | DH14EA-M | DH14EA-M-AVT-ND07 | Y | 10
HONBDA-R2A-VU322L | 7201 | 00100001003700400048005100600076 | Y | N | Fiber DAS. OTA PUBLIC SAFETY CENTRIC DAS REMOTE DUAL BAND. VHF 136-174MHz & UHF 450-470MHz. VHF: +24dBm, UHF: +30dBm, 32filters + 2 Adj sub band per Band, 2 optical port, NFPA, AC & DC, VHF: 3.5MHz BW Internal Duplexer, UHF: DUAL SUB BAND, Band #1: 2MHz BW, Band #2: 2MHz BW ,UL2524 2nd Edition Listed FIPLEX BY HONEYWELL Fiber DAS | DH14EA-BA |  | Y | 10
HONBDA-R1A-VUTCY2L | 7202 | 00100001003700400048005100600076 | Y | N | Fiber DAS. OTA PUBLIC SAFETY CENTRIC DAS REMOTE DUAL BAND. VHF 136-174MHz & UHF 450-470MHz. VHF: +24dBm, UHF: +30dBm, 32filters + 2 Adj sub band per Band, 1 optical port, NFPA, AC & DC, VHF: 154.7250/158.8950 & 155.8950/153.8150 Internal Duplexer, UHF: 2MH ,UL2524 2nd Edition Listed FIPLEX BY HONEYWELL Fiber DAS | DH14EA-BA |  | Y | 10
HONBDA-R1A-VTCYL | 7210 | 00100001003700400048005100600076 | Y | N | Fiber DAS. OTA PUBLIC SAFETY CENTRIC DAS REMOTE. VHF 136-174MHz, +24dBm, 64 filters + 4 Adj sub band per Band, 1 optical port, NFPA, AC & DC, VHF: 154.7250/158.8950 & 155.8950/153.8150 Internal Duplexer ,UL2524 2nd Edition Listed FIPLEX BY HONEYWELL Fiber DAS | DH14EA-BA |  | Y | 10
HONBDA-R1D-VUT2NH | 7213 | 00100001003700400048005100600076 | Y | N | Fiber DAS. OTA PUBLIC SAFETY CENTRIC DAS REMOTE DUAL BAND. VHF 136-174MHz & UHF 450-512MHz. VHF: +30dBm, UHF: +37dBm, 32filters + 2 Adj sub band per Band, 1 optical port, NFPA, DC, VHF: 2MHz BW Internal Duplexer, UHF: No Internal Duplexer ,UL2524 2nd Edition Listed FIPLEX BY HONEYWELL Fiber DAS | DH14ED-37 |  | Y | 10
HONBDA-MA-VTNRWCL | 5100 | 00100001003700400048005000560079 | Y | N | Fiber DAS. OTA PUBLIC SAFETY CENTRIC DAS MASTER DUAL BAND. VHF 136-174MHz & UHF 470-512MHz. VHF: +24dBm, UHF: +30dBm, 32filters + 2 Adj sub band per Band, 8 optical port, NFPA, AC & DC, VHF: No Internal Duplexer, UHF: 483.4-484.5/486.4-487.5 & 488.5-489/49 ,UL2524 2nd Edition Listed FIPLEX BY HONEYWELL Fiber DAS | DH14EA-M | DH14EA-M-AVT-NDRWC | Y | 10
HONBDA-MA-VU304L | 5108 | 00100001003700400048005000560079 | Y | N | Fiber DAS. OTA PUBLIC SAFETY CENTRIC DAS MASTER DUAL BAND. VHF 136-174MHz & UHF 450-470MHz. VHF: +24dBm, UHF: +30dBm, 32filters + 2 Adj sub band per Band, 8 optical port, NFPA, AC, VHF: 3.5MHz BW Internal Duplexer, UHF: DUAL SUB BAND, Band #1: 0.7MHz BW, B ,UL2524 2nd Edition Listed FIPLEX BY HONEYWELL Fiber DAS | DH14EA-M | DH14EA-M-AVU-350740 | Y | 10
HONBDA-MA-VU34L | 5109 | 00100001003700400048005000560079 | Y | N | Fiber DAS. OTA PUBLIC SAFETY CENTRIC DAS MASTER DUAL BAND. VHF 136-174MHz & UHF 450-470MHz. VHF: +24dBm, UHF: +30dBm, 32filters + 2 Adj sub band per Band, 8 optical port, NFPA, AC & DC, VHF: 3.5MHz BW Internal Duplexer, UHF: 4MHz BW Internal Duplexer ,UL2524 2nd Edition Listed FIPLEX BY HONEYWELL Fiber DAS | DH14EA-M | DH14EA-M-AVU-3540 | Y | 10
HONBDA-MA-VU3MDAL | 5110 | 00100001003700400048005000560079 | Y | N | Fiber DAS. OTA PUBLIC SAFETY CENTRIC DAS MASTER DUAL BAND. VHF 136-174MHz & UHF 450-470MHz. VHF: +24dBm, UHF: +30dBm, 32filters + 2 Adj sub band per Band, 8 optical port, NFPA, AC & DC, VHF: 3.5MHz BW Internal Duplexer, UHF: 453-454/458-459 & 460-462/465-4 ,UL2524 2nd Edition Listed FIPLEX BY HONEYWELL Fiber DAS | DH14EA-M | DH14EA-M-AVU-35MDA | Y | 10
HONBDA-MA-VUN04L | 5112 | 00100001003700400048005000560079 | Y | N | Fiber DAS. OTA PUBLIC SAFETY CENTRIC DAS MASTER DUAL BAND. VHF 136-174MHz & UHF 450-470MHz. VHF: +24dBm, UHF: +30dBm, 32filters + 2 Adj sub band per Band, 8 optical port, NFPA, AC & DC, VHF: No Internal Duplexer, UHF: DUAL SUB BAND, Band #1: 0.7MHz BW, Ban ,UL2524 2nd Edition Listed FIPLEX BY HONEYWELL Fiber DAS | DH14EA-M | DH14EA-M-AVU-ND0740 | Y | 10
HONBDA-R1A-VUTCY2H | 7219 | 00100001003700400048005100600076 | Y | N | Fiber DAS. OTA PUBLIC SAFETY CENTRIC DAS REMOTE DUAL BAND. VHF 136-174MHz & UHF 450-470MHz. VHF: +30dBm, UHF: +37dBm, 32filters + 2 Adj sub band per Band, 1 optical port, NFPA, AC & DC, VHF: 154.7250/158.8950 & 155.8950/153.8150 Internal Duplexer, UHF: 2MH ,UL2524 2nd Edition Listed FIPLEX BY HONEYWELL Fiber DAS | DH14EA-37 |  | Y | 10
HONBDA-R2A-VUT2NH | 7220 | 00100001003700400048005100600076 | Y | N | Fiber DAS. OTA PUBLIC SAFETY CENTRIC DAS REMOTE DUAL BAND. VHF 136-174MHz & UHF 450-512MHz. VHF: +30dBm, UHF: +37dBm, 32filters + 2 Adj sub band per Band, 2 optical port, NFPA, AC, VHF: 2MHz BW Internal Duplexer, UHF: No Internal Duplexer ,UL2524 2nd Edition Listed FIPLEX BY HONEYWELL Fiber DAS | DH14EA-37 |  | Y | 10
HONBDA-R2D-VUT2NH | 7221 | 00100001003700400048005100600076 | Y | N | Fiber DAS. OTA PUBLIC SAFETY CENTRIC DAS REMOTE DUAL BAND. VHF 136-174MHz & UHF 450-512MHz. VHF: +30dBm, UHF: +37dBm, 32filters + 2 Adj sub band per Band, 2 optical port, NFPA, DC, VHF: 2MHz BW Internal Duplexer, UHF: No Internal Duplexer ,UL2524 2nd Edition Listed FIPLEX BY HONEYWELL Fiber DAS | DH14ED-37 |  | Y | 10
HONBDA-MA-VUN4L | 5115 | 00100001003700400048005000560079 | Y | N | Fiber DAS. OTA PUBLIC SAFETY CENTRIC DAS MASTER DUAL BAND. VHF 136-174MHz & UHF 450-470MHz. VHF: +24dBm, UHF: +30dBm, 32filters + 2 Adj sub band per Band, 8 optical port, NFPA, AC & DC, VHF: No Internal Duplexer, UHF: 4MHz BW Internal Duplexer ,UL2524 2nd Edition Listed FIPLEX BY HONEYWELL Fiber DAS | DH14EA-M | DH14EA-M-AVU-ND40 | Y | 10
HONBDA-MA-VUNMDAL | 5117 | 00100001003700400048005000560079 | Y | N | Fiber DAS. OTA PUBLIC SAFETY CENTRIC DAS MASTER DUAL BAND. VHF 136-174MHz & UHF 450-470MHz. VHF: +24dBm, UHF: +30dBm, 32filters + 2 Adj sub band per Band, 8 optical port, NFPA, AC & DC, VHF: No Internal Duplexer, UHF: 453-454/458-459 & 460-462/465-467MHz i ,UL2524 2nd Edition Listed FIPLEX BY HONEYWELL Fiber DAS | DH14EA-M | DH14EA-M-AVU-NDMDA | Y | 10
HONBDA-MA-VUT3NL | 5111 | 00100001003700400048005000560079 | Y | N | Fiber DAS. OTA PUBLIC SAFETY CENTRIC DAS MASTER DUAL BAND. VHF 136-174MHz & UHF 450-512MHz. VHF: +24dBm, UHF: +30dBm, 32filters + 2 Adj sub band per Band, 8 optical port, NFPA, AC & DC, VHF: 3.5MHz BW Internal Duplexer, UHF: No Internal Duplexer ,UL2524 2nd Edition Listed FIPLEX BY HONEYWELL Fiber DAS | DH14EA-M | DH14EA-M-AVUT-35ND | Y | 10
HONBDA-R2A-VT20L | 7273 | 00100001003700400048005100600076 | Y | N | Fiber DAS. OTA PUBLIC SAFETY CENTRIC DAS REMOTE DUAL BAND. VHF 136-174MHz & UHF 470-512MHz. VHF: +24dBm, UHF: +30dBm, 32filters + 2 Adj sub band per Band, 2 optical port, NFPA, AC & DC, VHF: 2.0MHz BW Internal Duplexer, UHF: 0.7MHz BW Internal Duplexer ,UL2524 2nd Edition Listed FIPLEX BY HONEYWELL Fiber DAS | DH14EA-BA |  | Y | 10
HONBDA-R2A-VT200L | 7274 | 00100001003700400048005100600076 | Y | N | Fiber DAS. OTA PUBLIC SAFETY CENTRIC DAS REMOTE DUAL BAND. VHF 136-174MHz & UHF 470-512MHz. VHF: +24dBm, UHF: +30dBm, 32filters + 2 Adj sub band per Band, 2 optical port, NFPA, AC & DC, VHF: 2.0MHz BW Internal Duplexer, UHF: DUAL SUB BAND, Each Band 0.7MHz ,UL2524 2nd Edition Listed FIPLEX BY HONEYWELL Fiber DAS | DH14EA-BA |  | Y | 10
HONBDA-R2A-VT200H | 7275 | 00100001003700400048005100600076 | Y | N | Fiber DAS. OTA PUBLIC SAFETY CENTRIC DAS REMOTE DUAL BAND. VHF 136-174MHz & UHF 470-512MHz. VHF: +30dBm, UHF: +37dBm, 32filters + 2 Adj sub band per Band, 2 optical port, NFPA, AC, VHF: 2.0MHz BW Internal Duplexer, UHF: DUAL SUB BAND, Each Band 0.7MHz BW, ,UL2524 2nd Edition Listed FIPLEX BY HONEYWELL Fiber DAS | DH14EA-37 |  | Y | 10
HONBDA-R2A-VT20H | 7276 | 00100001003700400048005100600076 | Y | N | Fiber DAS. OTA PUBLIC SAFETY CENTRIC DAS REMOTE DUAL BAND. VHF 136-174MHz & UHF 470-512MHz. VHF: +30dBm, UHF: +37dBm, 32filters + 2 Adj sub band per Band, 2 optical port, NFPA, AC, VHF: 2.0MHz BW Internal Duplexer, UHF: 0.7MHz BW Internal Duplexer ,UL2524 2nd Edition Listed FIPLEX BY HONEYWELL Fiber DAS | DH14EA-37 |  | Y | 10
HONBDA-R2A-VT21L | 7277 | 00100001003700400048005100600076 | Y | N | Fiber DAS. OTA PUBLIC SAFETY CENTRIC DAS REMOTE DUAL BAND. VHF 136-174MHz & UHF 470-512MHz. VHF: +24dBm, UHF: +30dBm, 32filters + 2 Adj sub band per Band, 2 optical port, NFPA, AC & DC, VHF: 2.0MHz BW Internal Duplexer, UHF: 1.5MHz BW Internal Duplexer ,UL2524 2nd Edition Listed FIPLEX BY HONEYWELL Fiber DAS | DH14EA-BA |  | Y | 10
HONBDA-R2A-VT211L | 7278 | 00100001003700400048005100600076 | Y | N | Fiber DAS. OTA PUBLIC SAFETY CENTRIC DAS REMOTE DUAL BAND. VHF 136-174MHz & UHF 470-512MHz. VHF: +24dBm, UHF: +30dBm, 32filters + 2 Adj sub band per Band, 2 optical port, NFPA, AC & DC, VHF: 2.0MHz BW Internal Duplexer, UHF: DUAL SUB BAND, Each Band 1.5MHz ,UL2524 2nd Edition Listed FIPLEX BY HONEYWELL Fiber DAS | DH14EA-BA |  | Y | 10
HONBDA-R2A-VT211H | 7279 | 00100001003700400048005100600076 | Y | N | Fiber DAS. OTA PUBLIC SAFETY CENTRIC DAS REMOTE DUAL BAND. VHF 136-174MHz & UHF 470-512MHz. VHF: +30dBm, UHF: +37dBm, 32filters + 2 Adj sub band per Band, 2 optical port, NFPA, AC, VHF: 2.0MHz BW Internal Duplexer, UHF: DUAL SUB BAND, Each Band 1.5MHz BW, ,UL2524 2nd Edition Listed FIPLEX BY HONEYWELL Fiber DAS | DH14EA-37 |  | Y | 10
HONBDA-R2A-VT21H | 7281 | 00100001003700400048005100600076 | Y | N | Fiber DAS. OTA PUBLIC SAFETY CENTRIC DAS REMOTE DUAL BAND. VHF 136-174MHz & UHF 470-512MHz. VHF: +30dBm, UHF: +37dBm, 32filters + 2 Adj sub band per Band, 2 optical port, NFPA, AC, VHF: 2.0MHz BW Internal Duplexer, UHF: 1.5MHz BW Internal Duplexer ,UL2524 2nd Edition Listed FIPLEX BY HONEYWELL Fiber DAS | DH14EA-37 |  | Y | 10
HONBDA-R2A-VT22L | 7282 | 00100001003700400048005100600076 | Y | N | Fiber DAS. OTA PUBLIC SAFETY CENTRIC DAS REMOTE DUAL BAND. VHF 136-174MHz & UHF 470-512MHz. VHF: +24dBm, UHF: +30dBm, 32filters + 2 Adj sub band per Band, 2 optical port, NFPA, AC & DC, VHF: 2.0MHz BW Internal Duplexer, UHF: 2MHz BW Internal Duplexer ,UL2524 2nd Edition Listed FIPLEX BY HONEYWELL Fiber DAS | DH14EA-BA |  | Y | 10
HONBDA-R2A-VT22H | 7283 | 00100001003700400048005100600076 | Y | N | Fiber DAS. OTA PUBLIC SAFETY CENTRIC DAS REMOTE DUAL BAND. VHF 136-174MHz & UHF 470-512MHz. VHF: +30dBm, UHF: +37dBm, 32filters + 2 Adj sub band per Band, 2 optical port, NFPA, AC, VHF: 2.0MHz BW Internal Duplexer, UHF: 2MHz BW Internal Duplexer ,UL2524 2nd Edition Listed FIPLEX BY HONEYWELL Fiber DAS | DH14EA-37 |  | Y | 10
HONBDA-R2A-VT2RWCL | 7284 | 00100001003700400048005100600076 | Y | N | Fiber DAS. OTA PUBLIC SAFETY CENTRIC DAS REMOTE DUAL BAND. VHF 136-174MHz & UHF 470-512MHz. VHF: +24dBm, UHF: +30dBm, 32filters + 2 Adj sub band per Band, 2 optical port, NFPA, AC & DC, VHF: 2.0MHz BW Internal Duplexer, UHF: 483.4-484.5/486.4-487.5 & 488.5 ,UL2524 2nd Edition Listed FIPLEX BY HONEYWELL Fiber DAS | DH14EA-BA |  | Y | 10
HONBDA-R2A-VT2RWCH | 7285 | 00100001003700400048005100600076 | Y | N | Fiber DAS. OTA PUBLIC SAFETY CENTRIC DAS REMOTE DUAL BAND. VHF 136-174MHz & UHF 470-512MHz. VHF: +30dBm, UHF: +37dBm, 32filters + 2 Adj sub band per Band, 2 optical port, NFPA, AC, VHF: 2.0MHz BW Internal Duplexer, UHF: 483.4-484.5/486.4-487.5 & 488.5-489/ ,UL2524 2nd Edition Listed FIPLEX BY HONEYWELL Fiber DAS | DH14EA-37 |  | Y | 10
HONBDA-MA-VUTNNL | 5118 | 00100001003700400048005000560079 | Y | N | Fiber DAS. OTA PUBLIC SAFETY CENTRIC DAS MASTER DUAL BAND. VHF 136-174MHz & UHF 450-512MHz. VHF: +24dBm, UHF: +30dBm, 32filters + 2 Adj sub band per Band, 8 optical port, NFPA, AC & DC, VHF: No Internal Duplexer, UHF: No Internal Duplexer ,UL2524 2nd Edition Listed FIPLEX BY HONEYWELL Fiber DAS | DH14EA-M | DH14EA-M-AVUT-NDND | Y | 10
HONBDA-R1A-L15H | 8499 | 001000010037004000480051006000770139 | Y | N | Fiber DAS. OTA PUBLIC SAFETY CENTRIC DAS REMOTE.UHF 380-400MHz, +37dBm, 64 filters + 4 Adj sub bands, 1 optical port, NFPA, class A/B, AC, 5MHz internal Duplexer ,UL2524 2nd Edition Listed FIPLEX BY HONEYWELL Fiber DAS | DH13-A-L1-BA |  | Y | 10
HONBDA-R1A-L1NH | 8498 | 001000010037004000480051006000770139 | Y | N | Fiber DAS. OTA PUBLIC SAFETY CENTRIC DAS REMOTE.UHF 380-400MHz, +37dBm, 64 filters + 4 Adj sub bands, 1 optical port, NFPA, class A/B, AC, No internal Duplexer ,UL2524 2nd Edition Listed FIPLEX BY HONEYWELL Fiber DAS | DH13-A-L1-BA |  | Y | 10
HONBDA-R1A-L22H | 8484 | 001000010037004000480051006000770139 | Y | N | Fiber DAS. OTA PUBLIC SAFETY CENTRIC DAS REMOTE.UHF 406-439MHz, +37dBm, 64 filters + 4 Adj sub bands, 1 optical port, NFPA, class A/B, AC, 2MHz internal Duplexer ,UL2524 2nd Edition Listed FIPLEX BY HONEYWELL Fiber DAS | DH13-A-L2-BA |  | Y | 10
HONBDA-R2A-VT31L | 7290 | 00100001003700400048005100600076 | Y | N | Fiber DAS. OTA PUBLIC SAFETY CENTRIC DAS REMOTE DUAL BAND. VHF 136-174MHz & UHF 470-512MHz. VHF: +24dBm, UHF: +30dBm, 32filters + 2 Adj sub band per Band, 2 optical port, NFPA, AC & DC, VHF: 3.5MHz BW Internal Duplexer, UHF: 1.5MHz BW Internal Duplexer ,UL2524 2nd Edition Listed FIPLEX BY HONEYWELL Fiber DAS | DH14EA-BA |  | Y | 10
HONBDA-R2A-VT311L | 7291 | 00100001003700400048005100600076 | Y | N | Fiber DAS. OTA PUBLIC SAFETY CENTRIC DAS REMOTE DUAL BAND. VHF 136-174MHz & UHF 470-512MHz. VHF: +24dBm, UHF: +30dBm, 32filters + 2 Adj sub band per Band, 2 optical port, NFPA, AC & DC, VHF: 3.5MHz BW Internal Duplexer, UHF: DUAL SUB BAND, Each Band 1.5MHz ,UL2524 2nd Edition Listed FIPLEX BY HONEYWELL Fiber DAS | DH14EA-BA |  | Y | 10
HONBDA-R2A-VT311H | 7292 | 00100001003700400048005100600076 | Y | N | Fiber DAS. OTA PUBLIC SAFETY CENTRIC DAS REMOTE DUAL BAND. VHF 136-174MHz & UHF 470-512MHz. VHF: +30dBm, UHF: +37dBm, 32filters + 2 Adj sub band per Band, 2 optical port, NFPA, AC, VHF: 3.5MHz BW Internal Duplexer, UHF: DUAL SUB BAND, Each Band 1.5MHz BW, ,UL2524 2nd Edition Listed FIPLEX BY HONEYWELL Fiber DAS | DH14EA-37 |  | Y | 10
HONBDA-R2A-VT31H | 7293 | 00100001003700400048005100600076 | Y | N | Fiber DAS. OTA PUBLIC SAFETY CENTRIC DAS REMOTE DUAL BAND. VHF 136-174MHz & UHF 470-512MHz. VHF: +30dBm, UHF: +37dBm, 32filters + 2 Adj sub band per Band, 2 optical port, NFPA, AC, VHF: 3.5MHz BW Internal Duplexer, UHF: 1.5MHz BW Internal Duplexer ,UL2524 2nd Edition Listed FIPLEX BY HONEYWELL Fiber DAS | DH14EA-37 |  | Y | 10
HONBDA-R2A-VT32L | 7294 | 00100001003700400048005100600076 | Y | N | Fiber DAS. OTA PUBLIC SAFETY CENTRIC DAS REMOTE DUAL BAND. VHF 136-174MHz & UHF 470-512MHz. VHF: +24dBm, UHF: +30dBm, 32filters + 2 Adj sub band per Band, 2 optical port, NFPA, AC & DC, VHF: 3.5MHz BW Internal Duplexer, UHF: 2MHz BW Internal Duplexer ,UL2524 2nd Edition Listed FIPLEX BY HONEYWELL Fiber DAS | DH14EA-BA |  | Y | 10
HONBDA-R2A-VT32H | 7295 | 00100001003700400048005100600076 | Y | N | Fiber DAS. OTA PUBLIC SAFETY CENTRIC DAS REMOTE DUAL BAND. VHF 136-174MHz & UHF 470-512MHz. VHF: +30dBm, UHF: +37dBm, 32filters + 2 Adj sub band per Band, 2 optical port, NFPA, AC, VHF: 3.5MHz BW Internal Duplexer, UHF: 2MHz BW Internal Duplexer ,UL2524 2nd Edition Listed FIPLEX BY HONEYWELL Fiber DAS | DH14EA-37 |  | Y | 10
HONBDA-R1A-L25H | 8483 | 001000010037004000480051006000770139 | Y | N | Fiber DAS. OTA PUBLIC SAFETY CENTRIC DAS REMOTE.UHF 406-439MHz, +37dBm, 64 filters + 4 Adj sub bands, 1 optical port, NFPA, class A/B, AC, 5MHz internal Duplexer ,UL2524 2nd Edition Listed FIPLEX BY HONEYWELL Fiber DAS | DH13-A-L2-BA |  | Y | 10
HONBDA-R1A-L2NH | 8320 | 001000010037004000480051006000770139 | Y | N | Fiber DAS. OTA PUBLIC SAFETY CENTRIC DAS REMOTE.UHF 406-439MHz, +37dBm, 64 filters + 4 Adj sub bands, 1 optical port, NFPA, class A/B, AC, No internal Duplexer ,UL2524 2nd Edition Listed FIPLEX BY HONEYWELL Fiber DAS | DH13-D-L2-BA |  | Y | 10
HONBDA-R1A-T00H | 5220 | 00100001003700400048005100600077 | Y | N | Fiber DAS. OTA PUBLIC SAFETY CENTRIC DAS REMOTE.UHF DUAL SUB BAND 470-512 MHz, +37dBm, 64 filters + 4 Adj sub bands, 1 optical port, NFPA, class A, AC, Band #1: 0.7MHz BW, Band #2 0.7MHz BW internal Duplexer ,UL2524 2nd Edition Listed FIPLEX BY HONEYWELL Fiber DAS | DH14EA-37 | DH14EA-R1-AT-0707-37 | Y | 10
HONBDA-R1A-T00L | 5127 | 00100001003700400048005100600077 | Y | N | Fiber DAS. OTA PUBLIC SAFETY CENTRIC DAS REMOTE.UHF DUAL SUB BAND 470-512 MHz, +30dBm, 64 filters + 4 Adj sub bands, 1 optical port, NFPA, class A, AC, Band #1: 0.7MHz BW, Band #2 0.7MHz BW internal Duplexer ,UL2524 2nd Edition Listed FIPLEX BY HONEYWELL Fiber DAS | DH14EA-BA | DH14EA-R1-AT-0707 | Y | 10
HONBDA-R1A-T0H | 5214 | 00100001003700400048005100600077 | Y | N | Fiber DAS. OTA PUBLIC SAFETY CENTRIC DAS REMOTE.UHF 470-512 MHz, +37dBm, 64 filters + 4 Adj sub bands, 1 optical port, NFPA, class A, AC, 0.7MHz BW internal Duplexer ,UL2524 2nd Edition Listed FIPLEX BY HONEYWELL Fiber DAS | DH14EA-37 | DH14EA-R1-AT-07-37 | Y | 10
HONBDA-R1A-T0L | 5120 | 00100001003700400048005100600077 | Y | N | Fiber DAS. OTA PUBLIC SAFETY CENTRIC DAS REMOTE.UHF 470-512 MHz, +30dBm, 64 filters + 4 Adj sub bands, 1 optical port, NFPA, class A, AC & DC, 0.7MHz BW internal Duplexer ,UL2524 2nd Edition Listed FIPLEX BY HONEYWELL Fiber DAS | DH14CA | DH14CA-R1-AT-07 | Y | 10
HONBDA-R2A-VTN1L | 7303 | 00100001003700400048005100600076 | Y | N | Fiber DAS. OTA PUBLIC SAFETY CENTRIC DAS REMOTE DUAL BAND. VHF 136-174MHz & UHF 470-512MHz. VHF: +24dBm, UHF: +30dBm, 32filters + 2 Adj sub band per Band, 2 optical port, NFPA, AC & DC, VHF: No Internal Duplexer, UHF: 1.5MHz BW Internal Duplexer ,UL2524 2nd Edition Listed FIPLEX BY HONEYWELL Fiber DAS | DH14EA-BA |  | Y | 10
HONBDA-R2A-VTN11L | 7304 | 00100001003700400048005100600076 | Y | N | Fiber DAS. OTA PUBLIC SAFETY CENTRIC DAS REMOTE DUAL BAND. VHF 136-174MHz & UHF 470-512MHz. VHF: +24dBm, UHF: +30dBm, 32filters + 2 Adj sub band per Band, 2 optical port, NFPA, AC & DC, VHF: No Internal Duplexer, UHF: DUAL SUB BAND, Each Band 1.5MHz BW, in ,UL2524 2nd Edition Listed FIPLEX BY HONEYWELL Fiber DAS | DH14EA-BA |  | Y | 10
HONBDA-R2A-VTN11H | 7305 | 00100001003700400048005100600076 | Y | N | Fiber DAS. OTA PUBLIC SAFETY CENTRIC DAS REMOTE DUAL BAND. VHF 136-174MHz & UHF 470-512MHz. VHF: +30dBm, UHF: +37dBm, 32filters + 2 Adj sub band per Band, 2 optical port, NFPA, AC, VHF: No Internal Duplexer, UHF: DUAL SUB BAND, Each Band 1.5MHz BW, interna ,UL2524 2nd Edition Listed FIPLEX BY HONEYWELL Fiber DAS | DH14EA-37 |  | Y | 10
HONBDA-R2A-VTN1H | 7306 | 00100001003700400048005100600076 | Y | N | Fiber DAS. OTA PUBLIC SAFETY CENTRIC DAS REMOTE DUAL BAND. VHF 136-174MHz & UHF 470-512MHz. VHF: +30dBm, UHF: +37dBm, 32filters + 2 Adj sub band per Band, 2 optical port, NFPA, AC, VHF: No Internal Duplexer, UHF: 1.5MHz BW Internal Duplexer ,UL2524 2nd Edition Listed FIPLEX BY HONEYWELL Fiber DAS | DH14EA-37 |  | Y | 10
HONBDA-R2A-VTN2L | 7307 | 00100001003700400048005100600076 | Y | N | Fiber DAS. OTA PUBLIC SAFETY CENTRIC DAS REMOTE DUAL BAND. VHF 136-174MHz & UHF 470-512MHz. VHF: +24dBm, UHF: +30dBm, 32filters + 2 Adj sub band per Band, 2 optical port, NFPA, AC & DC, VHF: No Internal Duplexer, UHF: 2MHz BW Internal Duplexer ,UL2524 2nd Edition Listed FIPLEX BY HONEYWELL Fiber DAS | DH14EA-BA |  | Y | 10
HONBDA-R2A-VTN2H | 7308 | 00100001003700400048005100600076 | Y | N | Fiber DAS. OTA PUBLIC SAFETY CENTRIC DAS REMOTE DUAL BAND. VHF 136-174MHz & UHF 470-512MHz. VHF: +30dBm, UHF: +37dBm, 32filters + 2 Adj sub band per Band, 2 optical port, NFPA, AC, VHF: No Internal Duplexer, UHF: 2MHz BW Internal Duplexer ,UL2524 2nd Edition Listed FIPLEX BY HONEYWELL Fiber DAS | DH14EA-37 |  | Y | 10
HONBDA-R1A-TRWCH | 5222 | 00100001003700400048005100600077 | Y | N | Fiber DAS. OTA PUBLIC SAFETY CENTRIC DAS REMOTE.UHF 483.4-484.5/486.4-487.5 & 488.5-489/491.5-492 MHz, +37dBm, 64 filters + 4 Adj sub bands, 1 optical port, NFPA, class A, AC, Internal Duplexer ,UL2524 2nd Edition Listed FIPLEX BY HONEYWELL Fiber DAS | DH14EA-37 | DH14EA-R1-AT-RWC-37 | Y | 10
HONBDA-R1A-TRWCL | 5128 | 00100001003700400048005100600077 | Y | N | Fiber DAS. OTA PUBLIC SAFETY CENTRIC DAS REMOTE.UHF 483.4-484.5/486.4-487.5 & 488.5-489/491.5-492 MHz, +30dBm, 64 filters + 4 Adj sub bands, 1 optical port, NFPA, class A, AC & DC, Internal Duplexer ,UL2524 2nd Edition Listed FIPLEX BY HONEYWELL Fiber DAS | DH14EA-BA | DH14EA-R1-AT-RWC | Y | 10
HONBDA-R2A-VU204L | 7311 | 00100001003700400048005100600076 | Y | N | Fiber DAS. OTA PUBLIC SAFETY CENTRIC DAS REMOTE DUAL BAND. VHF 136-174MHz & UHF 450-470MHz. VHF: +24dBm, UHF: +30dBm, 32filters + 2 Adj sub band per Band, 2 optical port, NFPA, AC & DC, VHF: 2MHz BW Internal Duplexer, UHF: DUAL SUB BAND, Band #1: 0.7MHz BW ,UL2524 2nd Edition Listed FIPLEX BY HONEYWELL Fiber DAS | DH14EA-BA |  | Y | 10
HONBDA-R2A-VU204H | 7312 | 00100001003700400048005100600076 | Y | N | Fiber DAS. OTA PUBLIC SAFETY CENTRIC DAS REMOTE DUAL BAND. VHF 136-174MHz & UHF 450-470MHz. VHF: +30dBm, UHF: +37dBm, 32filters + 2 Adj sub band per Band, 2 optical port, NFPA, AC, VHF: 2MHz BW Internal Duplexer, UHF: DUAL SUB BAND, Band #1: 0.7MHz BW, Ban ,UL2524 2nd Edition Listed FIPLEX BY HONEYWELL Fiber DAS | DH14EA-37 |  | Y | 10
HONBDA-R2A-VU22L | 7313 | 00100001003700400048005100600076 | Y | N | Fiber DAS. OTA PUBLIC SAFETY CENTRIC DAS REMOTE DUAL BAND. VHF 136-174MHz & UHF 450-470MHz. VHF: +24dBm, UHF: +30dBm, 32filters + 2 Adj sub band per Band, 2 optical port, NFPA, AC & DC, VHF: 2MHz BW Internal Duplexer, UHF: 2MHz BW Internal Duplexer ,UL2524 2nd Edition Listed FIPLEX BY HONEYWELL Fiber DAS | DH14EA-BA |  | Y | 10
HONBDA-R2A-VU222L | 7314 | 00100001003700400048005100600076 | Y | N | Fiber DAS. OTA PUBLIC SAFETY CENTRIC DAS REMOTE DUAL BAND. VHF 136-174MHz & UHF 450-470MHz. VHF: +24dBm, UHF: +30dBm, 32filters + 2 Adj sub band per Band, 2 optical port, NFPA, AC & DC, VHF: 2MHz BW Internal Duplexer, UHF: DUAL SUB BAND, Each Band 2MHz BW, ,UL2524 2nd Edition Listed FIPLEX BY HONEYWELL Fiber DAS | DH14EA-BA |  | Y | 10
HONBDA-R2A-VU222H | 7315 | 00100001003700400048005100600076 | Y | N | Fiber DAS. OTA PUBLIC SAFETY CENTRIC DAS REMOTE DUAL BAND. VHF 136-174MHz & UHF 450-470MHz. VHF: +30dBm, UHF: +37dBm, 32filters + 2 Adj sub band per Band, 2 optical port, NFPA, AC, VHF: 2MHz BW Internal Duplexer, UHF: DUAL SUB BAND, Each Band 2MHz BW, inte ,UL2524 2nd Edition Listed FIPLEX BY HONEYWELL Fiber DAS | DH14EA-37 |  | Y | 10
HONBDA-R2A-VU22H | 7316 | 00100001003700400048005100600076 | Y | N | Fiber DAS. OTA PUBLIC SAFETY CENTRIC DAS REMOTE DUAL BAND. VHF 136-174MHz & UHF 450-470MHz. VHF: +30dBm, UHF: +37dBm, 32filters + 2 Adj sub band per Band, 2 optical port, NFPA, AC, VHF: 2MHz BW Internal Duplexer, UHF: 2MHz BW Internal Duplexer ,UL2524 2nd Edition Listed FIPLEX BY HONEYWELL Fiber DAS | DH14EA-37 |  | Y | 10
HONBDA-R2A-VU24L | 7317 | 00100001003700400048005100600076 | Y | N | Fiber DAS. OTA PUBLIC SAFETY CENTRIC DAS REMOTE DUAL BAND. VHF 136-174MHz & UHF 450-470MHz. VHF: +24dBm, UHF: +30dBm, 32filters + 2 Adj sub band per Band, 2 optical port, NFPA, AC & DC, VHF: 2MHz BW Internal Duplexer, UHF: 4MHz BW Internal Duplexer ,UL2524 2nd Edition Listed FIPLEX BY HONEYWELL Fiber DAS | DH14EA-BA |  | Y | 10
HONBDA-R2A-VU24H | 7318 | 00100001003700400048005100600076 | Y | N | Fiber DAS. OTA PUBLIC SAFETY CENTRIC DAS REMOTE DUAL BAND. VHF 136-174MHz & UHF 450-470MHz. VHF: +30dBm, UHF: +37dBm, 32filters + 2 Adj sub band per Band, 2 optical port, NFPA, AC, VHF: 2MHz BW Internal Duplexer, UHF: 4MHz BW Internal Duplexer ,UL2524 2nd Edition Listed FIPLEX BY HONEYWELL Fiber DAS | DH14EA-37 |  | Y | 10
HONBDA-R2A-VU25L | 7319 | 00100001003700400048005100600076 | Y | N | Fiber DAS. OTA PUBLIC SAFETY CENTRIC DAS REMOTE DUAL BAND. VHF 136-174MHz & UHF 450-470MHz. VHF: +24dBm, UHF: +30dBm, 32filters + 2 Adj sub band per Band, 2 optical port, NFPA, AC & DC, VHF: 2MHz BW Internal Duplexer, UHF: 5MHz BW Internal Duplexer ,UL2524 2nd Edition Listed FIPLEX BY HONEYWELL Fiber DAS | DH14EA-BA |  | Y | 10
HONBDA-R2A-VU25H | 7320 | 00100001003700400048005100600076 | Y | N | Fiber DAS. OTA PUBLIC SAFETY CENTRIC DAS REMOTE DUAL BAND. VHF 136-174MHz & UHF 450-470MHz. VHF: +30dBm, UHF: +37dBm, 32filters + 2 Adj sub band per Band, 2 optical port, NFPA, AC, VHF: 2MHz BW Internal Duplexer, UHF: 5MHz BW Internal Duplexer ,UL2524 2nd Edition Listed FIPLEX BY HONEYWELL Fiber DAS | DH14EA-37 |  | Y | 10
HONBDA-R2A-VU2MDAL | 7321 | 00100001003700400048005100600076 | Y | N | Fiber DAS. OTA PUBLIC SAFETY CENTRIC DAS REMOTE DUAL BAND. VHF 136-174MHz & UHF 450-470MHz. VHF: +24dBm, UHF: +30dBm, 32filters + 2 Adj sub band per Band, 2 optical port, NFPA, AC & DC, VHF: 2MHz BW Internal Duplexer, UHF: 453-454/458-459 & 460-462/465-467 ,UL2524 2nd Edition Listed FIPLEX BY HONEYWELL Fiber DAS | DH14EA-BA |  | Y | 10
HONBDA-R2A-VU2MDAH | 7322 | 00100001003700400048005100600076 | Y | N | Fiber DAS. OTA PUBLIC SAFETY CENTRIC DAS REMOTE DUAL BAND. VHF 136-174MHz & UHF 450-470MHz. VHF: +30dBm, UHF: +37dBm, 32filters + 2 Adj sub band per Band, 2 optical port, NFPA, AC, VHF: 2MHz BW Internal Duplexer, UHF: 453-454/458-459 & 460-462/465-467MHz i ,UL2524 2nd Edition Listed FIPLEX BY HONEYWELL Fiber DAS | DH14EA-37 |  | Y | 10
HONBDA-R1A-TWMOH | 5223 | 00100001003700400048005100600077 | Y | N | Fiber DAS. OTA PUBLIC SAFETY CENTRIC DAS REMOTE.UHF 489-491/492-494 & 496.3-497/499.3-500 MHz, +37dBm, 64 filters + 4 Adj sub bands, 1 optical port, NFPA, class A, AC, Internal Duplexer ,UL2524 2nd Edition Listed FIPLEX BY HONEYWELL Fiber DAS | DH14EA-37 | DH14EA-R1-AT-WMO-37 | Y | 10
HONBDA-R2A-VU32L | 7324 | 00100001003700400048005100600076 | Y | N | Fiber DAS. OTA PUBLIC SAFETY CENTRIC DAS REMOTE DUAL BAND. VHF 136-174MHz & UHF 450-470MHz. VHF: +24dBm, UHF: +30dBm, 32filters + 2 Adj sub band per Band, 2 optical port, NFPA, AC & DC, VHF: 3.5MHz BW Internal Duplexer, UHF: 2MHz BW Internal Duplexer ,UL2524 2nd Edition Listed FIPLEX BY HONEYWELL Fiber DAS | DH14EA-BA |  | Y | 10
HONBDA-R2A-VU322H | 7325 | 00100001003700400048005100600076 | Y | N | Fiber DAS. OTA PUBLIC SAFETY CENTRIC DAS REMOTE DUAL BAND. VHF 136-174MHz & UHF 450-470MHz. VHF: +30dBm, UHF: +37dBm, 32filters + 2 Adj sub band per Band, 2 optical port, NFPA, AC, VHF: 3.5MHz BW Internal Duplexer, UHF: DUAL SUB BAND, Each Band 2MHz BW, in ,UL2524 2nd Edition Listed FIPLEX BY HONEYWELL Fiber DAS | DH14EA-37 |  | Y | 10
HONBDA-R2A-VU32H | 7326 | 00100001003700400048005100600076 | Y | N | Fiber DAS. OTA PUBLIC SAFETY CENTRIC DAS REMOTE DUAL BAND. VHF 136-174MHz & UHF 450-470MHz. VHF: +30dBm, UHF: +37dBm, 32filters + 2 Adj sub band per Band, 2 optical port, NFPA, AC, VHF: 3.5MHz BW Internal Duplexer, UHF: 2MHz BW Internal Duplexer ,UL2524 2nd Edition Listed FIPLEX BY HONEYWELL Fiber DAS | DH14EA-37 |  | Y | 10
HONBDA-R1A-TWMOL | 5129 | 00100001003700400048005100600077 | Y | N | Fiber DAS. OTA PUBLIC SAFETY CENTRIC DAS REMOTE.UHF 489-491/492-494 & 496.3-497/499.3-500 MHz, +30dBm, 64 filters + 4 Adj sub bands, 1 optical port, NFPA, class A, AC & DC, Internal Duplexer ,UL2524 2nd Edition Listed FIPLEX BY HONEYWELL Fiber DAS | DH14EA-BA | DH14EA-R1-AT-WMO | Y | 10
HONBDA-R1A-U04H | 5224 | 00100001003700400048005100600077 | Y | N | Fiber DAS. OTA PUBLIC SAFETY CENTRIC DAS REMOTE DUAL SUB BAND.UHF 450-470 MHz, +37dBm, 64 filters + 4 Adj sub bands, 1 optical port, NFPA, class A, AC, Band #1: 0.7MHz BW, Band #2: 4MHz BW, internal Duplexer ,UL2524 2nd Edition Listed FIPLEX BY HONEYWELL Fiber DAS | DH14EA-37 | DH14EA-R1-AU-0740-37 | Y | 10
HONBDA-R2A-VU35L | 7329 | 00100001003700400048005100600076 | Y | N | Fiber DAS. OTA PUBLIC SAFETY CENTRIC DAS REMOTE DUAL BAND. VHF 136-174MHz & UHF 450-470MHz. VHF: +24dBm, UHF: +30dBm, 32filters + 2 Adj sub band per Band, 2 optical port, NFPA, AC & DC, VHF: 3.5MHz BW Internal Duplexer, UHF: 5MHz BW Internal Duplexer ,UL2524 2nd Edition Listed FIPLEX BY HONEYWELL Fiber DAS | DH14EA-BA |  | Y | 10
HONBDA-R2A-VU35H | 7330 | 00100001003700400048005100600076 | Y | N | Fiber DAS. OTA PUBLIC SAFETY CENTRIC DAS REMOTE DUAL BAND. VHF 136-174MHz & UHF 450-470MHz. VHF: +30dBm, UHF: +37dBm, 32filters + 2 Adj sub band per Band, 2 optical port, NFPA, AC, VHF: 3.5MHz BW Internal Duplexer, UHF: 5MHz BW Internal Duplexer ,UL2524 2nd Edition Listed FIPLEX BY HONEYWELL Fiber DAS | DH14EA-37 |  | Y | 10
HONBDA-R1A-U04L | 5130 | 00100001003700400048005100600077 | Y | N | Fiber DAS. OTA PUBLIC SAFETY CENTRIC DAS REMOTE DUAL SUB BAND.UHF 450-470 MHz, +30dBm, 64 filters + 4 Adj sub bands, 1 optical port, NFPA, class A, AC, Band #1: 0.7MHz BW, Band #2: 4MHz BW, internal Duplexer ,UL2524 2nd Edition Listed FIPLEX BY HONEYWELL Fiber DAS | DH14EA-BA | DH14EA-R1-AU-0740 | Y | 10
HONBDA-R1A-U4H | 5226 | 00100001003700400048005100600077 | Y | N | Fiber DAS. OTA PUBLIC SAFETY CENTRIC DAS REMOTE.UHF 450-470 MHz, +37dBm, 64 filters + 4 Adj sub bands, 1 optical port, NFPA, class A, AC, 4MHz BW internal Duplexer ,UL2524 2nd Edition Listed FIPLEX BY HONEYWELL Fiber DAS | DH14EA-37 | DH14EA-R1-AU-40-37 | Y | 10
HONBDA-R1A-U4L | 5132 | 00100001003700400048005100600077 | Y | N | Fiber DAS. OTA PUBLIC SAFETY CENTRIC DAS REMOTE.UHF 450-470 MHz, +30dBm, 64 filters + 4 Adj sub bands, 1 optical port, NFPA, class A, AC & DC, 4MHz BW internal Duplexer ,UL2524 2nd Edition Listed FIPLEX BY HONEYWELL Fiber DAS | DH14EA-BA | DH14EA-R1-AU-40 | Y | 10
HONBDA-R1A-UMDAH | 5227 | 00100001003700400048005100600077 | Y | N | Fiber DAS. OTA PUBLIC SAFETY CENTRIC DAS REMOTE.UHF 453-454/458-459 & 460-462/465-467 MHz, +37dBm, 64 filters + 4 Adj sub bands, 1 optical port, NFPA, class A, AC, Internal Duplexer ,UL2524 2nd Edition Listed FIPLEX BY HONEYWELL Fiber DAS | DH14EA-37 | DH14EA-R1-AU-MDA-37 | Y | 10
HONBDA-R2A-VUN2L | 7335 | 00100001003700400048005100600076 | Y | N | Fiber DAS. OTA PUBLIC SAFETY CENTRIC DAS REMOTE DUAL BAND. VHF 136-174MHz & UHF 450-470MHz. VHF: +24dBm, UHF: +30dBm, 32filters + 2 Adj sub band per Band, 2 optical port, NFPA, AC & DC, VHF: No Internal Duplexer, UHF: 2MHz BW Internal Duplexer ,UL2524 2nd Edition Listed FIPLEX BY HONEYWELL Fiber DAS | DH14EA-BA |  | Y | 10
HONBDA-R2A-VUN22L | 7336 | 00100001003700400048005100600076 | Y | N | Fiber DAS. OTA PUBLIC SAFETY CENTRIC DAS REMOTE DUAL BAND. VHF 136-174MHz & UHF 450-470MHz. VHF: +24dBm, UHF: +30dBm, 32filters + 2 Adj sub band per Band, 2 optical port, NFPA, AC & DC, VHF: No Internal Duplexer, UHF: DUAL SUB BAND, Each Band 2MHz BW, inte ,UL2524 2nd Edition Listed FIPLEX BY HONEYWELL Fiber DAS | DH14EA-BA |  | Y | 10
HONBDA-R2A-VUN22H | 7337 | 00100001003700400048005100600076 | Y | N | Fiber DAS. OTA PUBLIC SAFETY CENTRIC DAS REMOTE DUAL BAND. VHF 136-174MHz & UHF 450-470MHz. VHF: +30dBm, UHF: +37dBm, 32filters + 2 Adj sub band per Band, 2 optical port, NFPA, AC, VHF: No Internal Duplexer, UHF: DUAL SUB BAND, Each Band 2MHz BW, internal ,UL2524 2nd Edition Listed FIPLEX BY HONEYWELL Fiber DAS | DH14EA-37 |  | Y | 10
HONBDA-R2A-VUN2H | 7338 | 00100001003700400048005100600076 | Y | N | Fiber DAS. OTA PUBLIC SAFETY CENTRIC DAS REMOTE DUAL BAND. VHF 136-174MHz & UHF 450-470MHz. VHF: +30dBm, UHF: +37dBm, 32filters + 2 Adj sub band per Band, 2 optical port, NFPA, AC, VHF: No Internal Duplexer, UHF: 2MHz BW Internal Duplexer ,UL2524 2nd Edition Listed FIPLEX BY HONEYWELL Fiber DAS | DH14EA-37 |  | Y | 10
HONBDA-R1A-UMDAL | 5133 | 00100001003700400048005100600077 | Y | N | Fiber DAS. OTA PUBLIC SAFETY CENTRIC DAS REMOTE.UHF 453-454/458-459 & 460-462/465-467 MHz, +30dBm, 64 filters + 4 Adj sub bands, 1 optical port, NFPA, class A, AC & DC, Internal Duplexer ,UL2524 2nd Edition Listed FIPLEX BY HONEYWELL Fiber DAS | DH14EA-BA | DH14EA-R1-AU-MDA | Y | 10
HONBDA-R1A-UTNH | 5216 | 00100001003700400048005100600077 | Y | N | Fiber DAS. OTA PUBLIC SAFETY CENTRIC DAS REMOTE.UHF 450-512 MHz, +37dBm, 64 filters + 4 Adj sub bands, 1 optical port, NFPA, class A, AC, No internal Duplexer ,UL2524 2nd Edition Listed FIPLEX BY HONEYWELL Fiber DAS | DH14EA-37 | DH14EA-R1-AUT-ND-37 | Y | 10
HONBDA-R2A-VUN5L | 7341 | 00100001003700400048005100600076 | Y | N | Fiber DAS. OTA PUBLIC SAFETY CENTRIC DAS REMOTE DUAL BAND. VHF 136-174MHz & UHF 450-470MHz. VHF: +24dBm, UHF: +30dBm, 32filters + 2 Adj sub band per Band, 2 optical port, NFPA, AC & DC, VHF: No Internal Duplexer, UHF: 5MHz BW Internal Duplexer ,UL2524 2nd Edition Listed FIPLEX BY HONEYWELL Fiber DAS | DH14EA-BA |  | Y | 10
HONBDA-R2A-VUN5H | 7342 | 00100001003700400048005100600076 | Y | N | Fiber DAS. OTA PUBLIC SAFETY CENTRIC DAS REMOTE DUAL BAND. VHF 136-174MHz & UHF 450-470MHz. VHF: +30dBm, UHF: +37dBm, 32filters + 2 Adj sub band per Band, 2 optical port, NFPA, AC, VHF: No Internal Duplexer, UHF: 5MHz BW Internal Duplexer ,UL2524 2nd Edition Listed FIPLEX BY HONEYWELL Fiber DAS | DH14EA-37 |  | Y | 10
HONBDA-R1A-UTNL | 5123 | 00100001003700400048005100600077 | Y | N | Fiber DAS. OTA PUBLIC SAFETY CENTRIC DAS REMOTE.UHF 450-512 MHz, +30dBm, 64 filters + 4 Adj sub bands, 1 optical port, NFPA, class A, AC & DC, No internal Duplexer ,UL2524 2nd Edition Listed FIPLEX BY HONEYWELL Fiber DAS | DH14CA | DH14CA-R1-AUT-ND | Y | 10
HONBDA-R1A-V3H | 5218 | 00100001003700400048005100600078 | Y | N | Fiber DAS. OTA PUBLIC SAFETY CENTRIC DAS REMOTE.VHF 136-174MHz, +30dBm, 64 filters + 4 Adj sub bands, 1 optical port, NFPA, class A, AC & DC, 3.5MHz BW internal Duplexer ,UL2524 2nd Edition Listed FIPLEX BY HONEYWELL Fiber DAS | DH14CA | DH14EA-R1-AV-35-30 | Y | 10
HONBDA-R2A-VUT2NL | 7345 | 00100001003700400048005100600076 | Y | N | Fiber DAS. OTA PUBLIC SAFETY CENTRIC DAS REMOTE DUAL BAND. VHF 136-174MHz & UHF 450-512MHz. VHF: +24dBm, UHF: +30dBm, 32filters + 2 Adj sub band per Band, 2 optical port, NFPA, AC & DC, VHF: 2MHz BW Internal Duplexer, UHF: No Internal Duplexer ,UL2524 2nd Edition Listed FIPLEX BY HONEYWELL Fiber DAS | DH14EA-BA |  | Y | 10
HONBDA-R1A-V3L | 5125 | 00100001003700400048005100600078 | Y | N | Fiber DAS. OTA PUBLIC SAFETY CENTRIC DAS REMOTE.VHF 136-174MHz, +24dBm, 64 filters + 4 Adj sub bands, 1 optical port, NFPA, class A, AC & DC, 3.5MHz BW internal Duplexer ,UL2524 2nd Edition Listed FIPLEX BY HONEYWELL Fiber DAS | DH14CA | DH14CA-R1-AV-35 | Y | 10
HONBDA-R1A-VNH | 5219 | 00100001003700400048005100600078 | Y | N | Fiber DAS. OTA PUBLIC SAFETY CENTRIC DAS REMOTE.VHF 136-174MHz, +30dBm, 64 filters + 4 Adj sub bands, 1 optical port, NFPA, class A, AC & DC, No Internal Duplexer ,UL2524 2nd Edition Listed FIPLEX BY HONEYWELL Fiber DAS | DH14CA | DH14EA-R1-AV-ND-30 | Y | 10
HONBDA-R1A-VNL | 6912 | 00100001003700400048005100600078 | Y | N | Fiber DAS. OTA PUBLIC SAFETY CENTRIC DAS REMOTE.VHF 136-174MHz, +24dBm, 64 filters + 4 Adj sub bands, 1 optical port, NFPA, class A, AC & DC, No Internal Duplexer ,UL2524 2nd Edition Listed FIPLEX BY HONEYWELL Fiber DAS | DH14CA |  | Y | 10
HONBDA-R1D-VT200H | 7566 | 00100001003700400048005100600076 | Y | N | Fiber DAS. OTA PUBLIC SAFETY CENTRIC DAS REMOTE DUAL BAND. VHF 136-174MHz & UHF 470-512MHz. VHF: +30dBm, UHF: +37dBm, 32filters + 2 Adj sub band per Band, 1 optical port, NFPA, DC, VHF: 2.0MHz BW Internal Duplexer, UHF: DUAL SUB BAND, Each Band 0.7MHz BW, ,UL2524 2nd Edition Listed FIPLEX BY HONEYWELL Fiber DAS | DH14ED-37 |  | Y | 10
HONBDA-R1D-VT20H | 7567 | 00100001003700400048005100600076 | Y | N | Fiber DAS. OTA PUBLIC SAFETY CENTRIC DAS REMOTE DUAL BAND. VHF 136-174MHz & UHF 470-512MHz. VHF: +30dBm, UHF: +37dBm, 32filters + 2 Adj sub band per Band, 1 optical port, NFPA, DC, VHF: 2.0MHz BW Internal Duplexer, UHF: 0.7MHz BW Internal Duplexer ,UL2524 2nd Edition Listed FIPLEX BY HONEYWELL Fiber DAS | DH14ED-37 |  | Y | 10
HONBDA-R1D-VT211H | 7568 | 00100001003700400048005100600076 | Y | N | Fiber DAS. OTA PUBLIC SAFETY CENTRIC DAS REMOTE DUAL BAND. VHF 136-174MHz & UHF 470-512MHz. VHF: +30dBm, UHF: +37dBm, 32filters + 2 Adj sub band per Band, 1 optical port, NFPA, DC, VHF: 2.0MHz BW Internal Duplexer, UHF: DUAL SUB BAND, Each Band 1.5MHz BW, ,UL2524 2nd Edition Listed FIPLEX BY HONEYWELL Fiber DAS | DH14ED-37 |  | Y | 10
HONBDA-R1D-VT21H | 7569 | 00100001003700400048005100600076 | Y | N | Fiber DAS. OTA PUBLIC SAFETY CENTRIC DAS REMOTE DUAL BAND. VHF 136-174MHz & UHF 470-512MHz. VHF: +30dBm, UHF: +37dBm, 32filters + 2 Adj sub band per Band, 1 optical port, NFPA, DC, VHF: 2.0MHz BW Internal Duplexer, UHF: 1.5MHz BW Internal Duplexer ,UL2524 2nd Edition Listed FIPLEX BY HONEYWELL Fiber DAS | DH14ED-37 |  | Y | 10
HONBDA-R1D-VT22H | 7570 | 00100001003700400048005100600076 | Y | N | Fiber DAS. OTA PUBLIC SAFETY CENTRIC DAS REMOTE DUAL BAND. VHF 136-174MHz & UHF 470-512MHz. VHF: +30dBm, UHF: +37dBm, 32filters + 2 Adj sub band per Band, 1 optical port, NFPA, DC, VHF: 2.0MHz BW Internal Duplexer, UHF: 2MHz BW Internal Duplexer ,UL2524 2nd Edition Listed FIPLEX BY HONEYWELL Fiber DAS | DH14ED-37 |  | Y | 10
HONBDA-R1D-VT2RWCH | 7571 | 00100001003700400048005100600076 | Y | N | Fiber DAS. OTA PUBLIC SAFETY CENTRIC DAS REMOTE DUAL BAND. VHF 136-174MHz & UHF 470-512MHz. VHF: +30dBm, UHF: +37dBm, 32filters + 2 Adj sub band per Band, 1 optical port, NFPA, DC, VHF: 2.0MHz BW Internal Duplexer, UHF: 483.4-484.5/486.4-487.5 & 488.5-489/ ,UL2524 2nd Edition Listed FIPLEX BY HONEYWELL Fiber DAS | DH14ED-37 |  | Y | 10
HONBDA-R1A-VT300H | 5258 | 00100001003700400048005100600076 | Y | N | Fiber DAS. OTA PUBLIC SAFETY CENTRIC DAS REMOTE DUAL BAND. VHF 136-174MHz & UHF 470-512MHz. VHF: +30dBm, UHF: +37dBm, 32filters + 2 Adj sub band per Band, 1 optical port, NFPA, AC, VHF: 3.5MHz BW Internal Duplexer, UHF: DUAL SUB BAND, Each Band 0.7MHz BW, ,UL2524 2nd Edition Listed FIPLEX BY HONEYWELL Fiber DAS | DH14EA-37 | DH14EA-R1-AVT-350707-3037 | Y | 10
HONBDA-R1A-VT300L | 5143 | 00100001003700400048005100600076 | Y | N | Fiber DAS. OTA PUBLIC SAFETY CENTRIC DAS REMOTE DUAL BAND. VHF 136-174MHz & UHF 470-512MHz. VHF: +24dBm, UHF: +30dBm, 32filters + 2 Adj sub band per Band, 1 optical port, NFPA, AC & DC, VHF: 3.5MHz BW Internal Duplexer, UHF: DUAL SUB BAND, Each Band 0.7MHz ,UL2524 2nd Edition Listed FIPLEX BY HONEYWELL Fiber DAS | DH14EA-BA | DH14EA-R1-AVT-350707 | Y | 10
HONBDA-R1D-VT311H | 7574 | 00100001003700400048005100600076 | Y | N | Fiber DAS. OTA PUBLIC SAFETY CENTRIC DAS REMOTE DUAL BAND. VHF 136-174MHz & UHF 470-512MHz. VHF: +30dBm, UHF: +37dBm, 32filters + 2 Adj sub band per Band, 1 optical port, NFPA, DC, VHF: 3.5MHz BW Internal Duplexer, UHF: DUAL SUB BAND, Each Band 1.5MHz BW, ,UL2524 2nd Edition Listed FIPLEX BY HONEYWELL Fiber DAS | DH14ED-37 |  | Y | 10
HONBDA-R1D-VT31H | 7575 | 00100001003700400048005100600076 | Y | N | Fiber DAS. OTA PUBLIC SAFETY CENTRIC DAS REMOTE DUAL BAND. VHF 136-174MHz & UHF 470-512MHz. VHF: +30dBm, UHF: +37dBm, 32filters + 2 Adj sub band per Band, 1 optical port, NFPA, DC, VHF: 3.5MHz BW Internal Duplexer, UHF: 1.5MHz BW Internal Duplexer ,UL2524 2nd Edition Listed FIPLEX BY HONEYWELL Fiber DAS | DH14ED-37 |  | Y | 10
HONBDA-R1D-VT32H | 7576 | 00100001003700400048005100600076 | Y | N | Fiber DAS. OTA PUBLIC SAFETY CENTRIC DAS REMOTE DUAL BAND. VHF 136-174MHz & UHF 470-512MHz. VHF: +30dBm, UHF: +37dBm, 32filters + 2 Adj sub band per Band, 1 optical port, NFPA, DC, VHF: 3.5MHz BW Internal Duplexer, UHF: 2MHz BW Internal Duplexer ,UL2524 2nd Edition Listed FIPLEX BY HONEYWELL Fiber DAS | DH14ED-37 |  | Y | 10
HONBDA-R1A-VT30H | 5237 | 00100001003700400048005100600076 | Y | N | Fiber DAS. OTA PUBLIC SAFETY CENTRIC DAS REMOTE DUAL BAND. VHF 136-174MHz & UHF 470-512MHz. VHF: +30dBm, UHF: +37dBm, 32filters + 2 Adj sub band per Band, 1 optical port, NFPA, AC, VHF: 3.5MHz BW Internal Duplexer, UHF: 0.7MHz BW Internal Duplexer ,UL2524 2nd Edition Listed FIPLEX BY HONEYWELL Fiber DAS | DH14EA-37 | DH14EA-R1-AVT-3507-3037 | Y | 10
HONBDA-R1A-VT30L | 5142 | 00100001003700400048005100600076 | Y | N | Fiber DAS. OTA PUBLIC SAFETY CENTRIC DAS REMOTE DUAL BAND. VHF 136-174MHz & UHF 470-512MHz. VHF: +24dBm, UHF: +30dBm, 32filters + 2 Adj sub band per Band, 1 optical port, NFPA, AC & DC, VHF: 3.5MHz BW Internal Duplexer, UHF: 0.7MHz BW Internal Duplexer ,UL2524 2nd Edition Listed FIPLEX BY HONEYWELL Fiber DAS | DH14EA-BA | DH14EA-R1-AVT-3507 | Y | 10
HONBDA-R1A-VT3RWCH | 5241 | 00100001003700400048005100600076 | Y | N | Fiber DAS. OTA PUBLIC SAFETY CENTRIC DAS REMOTE DUAL BAND. VHF 136-174MHz & UHF 470-512MHz. VHF: +30dBm, UHF: +37dBm, 32filters + 2 Adj sub band per Band, 1 optical port, NFPA, AC, VHF: 3.5MHz BW Internal Duplexer, UHF: 483.4-484.5/486.4-487.5 & 488.5-489/ ,UL2524 2nd Edition Listed FIPLEX BY HONEYWELL Fiber DAS | DH14EA-37 | DH14EA-R1-AVT-35RWC-3037 | Y | 10
HONBDA-R1D-VTN11H | 7580 | 00100001003700400048005100600076 | Y | N | Fiber DAS. OTA PUBLIC SAFETY CENTRIC DAS REMOTE DUAL BAND. VHF 136-174MHz & UHF 470-512MHz. VHF: +30dBm, UHF: +37dBm, 32filters + 2 Adj sub band per Band, 1 optical port, NFPA, DC, VHF: No Internal Duplexer, UHF: DUAL SUB BAND, Each Band 1.5MHz BW, interna ,UL2524 2nd Edition Listed FIPLEX BY HONEYWELL Fiber DAS | DH14ED-37 |  | Y | 10
HONBDA-R1D-VTN1H | 7582 | 00100001003700400048005100600076 | Y | N | Fiber DAS. OTA PUBLIC SAFETY CENTRIC DAS REMOTE DUAL BAND. VHF 136-174MHz & UHF 470-512MHz. VHF: +30dBm, UHF: +37dBm, 32filters + 2 Adj sub band per Band, 1 optical port, NFPA, DC, VHF: No Internal Duplexer, UHF: 1.5MHz BW Internal Duplexer ,UL2524 2nd Edition Listed FIPLEX BY HONEYWELL Fiber DAS | DH14ED-37 |  | Y | 10
HONBDA-R1D-VTN2H | 7583 | 00100001003700400048005100600076 | Y | N | Fiber DAS. OTA PUBLIC SAFETY CENTRIC DAS REMOTE DUAL BAND. VHF 136-174MHz & UHF 470-512MHz. VHF: +30dBm, UHF: +37dBm, 32filters + 2 Adj sub band per Band, 1 optical port, NFPA, DC, VHF: No Internal Duplexer, UHF: 2MHz BW Internal Duplexer ,UL2524 2nd Edition Listed FIPLEX BY HONEYWELL Fiber DAS | DH14ED-37 |  | Y | 10
HONBDA-R1A-VT3RWCL | 5184 | 00100001003700400048005100600076 | Y | N | Fiber DAS. OTA PUBLIC SAFETY CENTRIC DAS REMOTE DUAL BAND. VHF 136-174MHz & UHF 470-512MHz. VHF: +24dBm, UHF: +30dBm, 32filters + 2 Adj sub band per Band, 1 optical port, NFPA, AC & DC, VHF: 3.5MHz BW Internal Duplexer, UHF: 483.4-484.5/486.4-487.5 & 488.5 ,UL2524 2nd Edition Listed FIPLEX BY HONEYWELL Fiber DAS | DH14EA-BA | DH14EA-R1-AVT-35RWC | Y | 10
HONBDA-R1D-VU204H | 7585 | 00100001003700400048005100600076 | Y | N | Fiber DAS. OTA PUBLIC SAFETY CENTRIC DAS REMOTE DUAL BAND. VHF 136-174MHz & UHF 450-470MHz. VHF: +30dBm, UHF: +37dBm, 32filters + 2 Adj sub band per Band, 1 optical port, NFPA, DC, VHF: 2MHz BW Internal Duplexer, UHF: DUAL SUB BAND, Band #1: 0.7MHz BW, Ban ,UL2524 2nd Edition Listed FIPLEX BY HONEYWELL Fiber DAS | DH14ED-37 |  | Y | 10
HONBDA-R1D-VU222H | 7586 | 00100001003700400048005100600076 | Y | N | Fiber DAS. OTA PUBLIC SAFETY CENTRIC DAS REMOTE DUAL BAND. VHF 136-174MHz & UHF 450-470MHz. VHF: +30dBm, UHF: +37dBm, 32filters + 2 Adj sub band per Band, 1 optical port, NFPA, DC, VHF: 2MHz BW Internal Duplexer, UHF: DUAL SUB BAND, Each Band 2MHz BW, inte ,UL2524 2nd Edition Listed FIPLEX BY HONEYWELL Fiber DAS | DH14ED-37 |  | Y | 10
HONBDA-R1D-VU22H | 7587 | 00100001003700400048005100600076 | Y | N | Fiber DAS. OTA PUBLIC SAFETY CENTRIC DAS REMOTE DUAL BAND. VHF 136-174MHz & UHF 450-470MHz. VHF: +30dBm, UHF: +37dBm, 32filters + 2 Adj sub band per Band, 1 optical port, NFPA, DC, VHF: 2MHz BW Internal Duplexer, UHF: 2MHz BW Internal Duplexer ,UL2524 2nd Edition Listed FIPLEX BY HONEYWELL Fiber DAS | DH14ED-37 |  | Y | 10
HONBDA-R1D-VU24H | 7588 | 00100001003700400048005100600076 | Y | N | Fiber DAS. OTA PUBLIC SAFETY CENTRIC DAS REMOTE DUAL BAND. VHF 136-174MHz & UHF 450-470MHz. VHF: +30dBm, UHF: +37dBm, 32filters + 2 Adj sub band per Band, 1 optical port, NFPA, DC, VHF: 2MHz BW Internal Duplexer, UHF: 4MHz BW Internal Duplexer ,UL2524 2nd Edition Listed FIPLEX BY HONEYWELL Fiber DAS | DH14ED-37 |  | Y | 10
HONBDA-R1D-VU25H | 7589 | 00100001003700400048005100600076 | Y | N | Fiber DAS. OTA PUBLIC SAFETY CENTRIC DAS REMOTE DUAL BAND. VHF 136-174MHz & UHF 450-470MHz. VHF: +30dBm, UHF: +37dBm, 32filters + 2 Adj sub band per Band, 1 optical port, NFPA, DC, VHF: 2MHz BW Internal Duplexer, UHF: 5MHz BW Internal Duplexer ,UL2524 2nd Edition Listed FIPLEX BY HONEYWELL Fiber DAS | DH14ED-37 |  | Y | 10
HONBDA-R1D-VU2MDAH | 7590 | 00100001003700400048005100600076 | Y | N | Fiber DAS. OTA PUBLIC SAFETY CENTRIC DAS REMOTE DUAL BAND. VHF 136-174MHz & UHF 450-470MHz. VHF: +30dBm, UHF: +37dBm, 32filters + 2 Adj sub band per Band, 1 optical port, NFPA, DC, VHF: 2MHz BW Internal Duplexer, UHF: 453-454/458-459 & 460-462/465-467MHz i ,UL2524 2nd Edition Listed FIPLEX BY HONEYWELL Fiber DAS | DH14ED-37 |  | Y | 10
HONBDA-R1A-VTN00H | 5243 | 00100001003700400048005100600076 | Y | N | Fiber DAS. OTA PUBLIC SAFETY CENTRIC DAS REMOTE DUAL BAND. VHF 136-174MHz & UHF 470-512MHz. VHF: +30dBm, UHF: +37dBm, 32filters + 2 Adj sub band per Band, 1 optical port, NFPA, AC, VHF: No Internal Duplexer, UHF: DUAL SUB BAND, Each Band 0.7MHz BW, interna ,UL2524 2nd Edition Listed FIPLEX BY HONEYWELL Fiber DAS | DH14EA-37 | DH14EA-R1-AVT-ND0707-3037 | Y | 10
HONBDA-R1D-VU322H | 7592 | 00100001003700400048005100600076 | Y | N | Fiber DAS. OTA PUBLIC SAFETY CENTRIC DAS REMOTE DUAL BAND. VHF 136-174MHz & UHF 450-470MHz. VHF: +30dBm, UHF: +37dBm, 32filters + 2 Adj sub band per Band, 1 optical port, NFPA, DC, VHF: 3.5MHz BW Internal Duplexer, UHF: DUAL SUB BAND, Each Band 2MHz BW, in ,UL2524 2nd Edition Listed FIPLEX BY HONEYWELL Fiber DAS | DH14ED-37 |  | Y | 10
HONBDA-R1D-VU32H | 7593 | 00100001003700400048005100600076 | Y | N | Fiber DAS. OTA PUBLIC SAFETY CENTRIC DAS REMOTE DUAL BAND. VHF 136-174MHz & UHF 450-470MHz. VHF: +30dBm, UHF: +37dBm, 32filters + 2 Adj sub band per Band, 1 optical port, NFPA, DC, VHF: 3.5MHz BW Internal Duplexer, UHF: 2MHz BW Internal Duplexer ,UL2524 2nd Edition Listed FIPLEX BY HONEYWELL Fiber DAS | DH14ED-37 |  | Y | 10
HONBDA-R1A-VTN00L | 5186 | 00100001003700400048005100600076 | Y | N | Fiber DAS. OTA PUBLIC SAFETY CENTRIC DAS REMOTE DUAL BAND. VHF 136-174MHz & UHF 470-512MHz. VHF: +24dBm, UHF: +30dBm, 32filters + 2 Adj sub band per Band, 1 optical port, NFPA, AC & DC, VHF: No Internal Duplexer, UHF: DUAL SUB BAND, Each Band 0.7MHz BW, in ,UL2524 2nd Edition Listed FIPLEX BY HONEYWELL Fiber DAS | DH14EA-BA | DH14EA-R1-AVT-ND0707 | Y | 10
HONBDA-R1D-VU35H | 7595 | 00100001003700400048005100600076 | Y | N | Fiber DAS. OTA PUBLIC SAFETY CENTRIC DAS REMOTE DUAL BAND. VHF 136-174MHz & UHF 450-470MHz. VHF: +30dBm, UHF: +37dBm, 32filters + 2 Adj sub band per Band, 1 optical port, NFPA, DC, VHF: 3.5MHz BW Internal Duplexer, UHF: 5MHz BW Internal Duplexer ,UL2524 2nd Edition Listed FIPLEX BY HONEYWELL Fiber DAS | DH14ED-37 |  | Y | 10
HONBDA-R1A-VTN0H | 5242 | 00100001003700400048005100600076 | Y | N | Fiber DAS. OTA PUBLIC SAFETY CENTRIC DAS REMOTE DUAL BAND. VHF 136-174MHz & UHF 470-512MHz. VHF: +30dBm, UHF: +37dBm, 32filters + 2 Adj sub band per Band, 1 optical port, NFPA, AC, VHF: No Internal Duplexer, UHF: 0.7MHz BW Internal Duplexer ,UL2524 2nd Edition Listed FIPLEX BY HONEYWELL Fiber DAS | DH14EA-37 | DH14EA-R1-AVT-ND07-3037 | Y | 10
HONBDA-R1A-VTN0L | 5185 | 00100001003700400048005100600076 | Y | N | Fiber DAS. OTA PUBLIC SAFETY CENTRIC DAS REMOTE DUAL BAND. VHF 136-174MHz & UHF 470-512MHz. VHF: +24dBm, UHF: +30dBm, 32filters + 2 Adj sub band per Band, 1 optical port, NFPA, AC & DC, VHF: No Internal Duplexer, UHF: 0.7MHz BW Internal Duplexer ,UL2524 2nd Edition Listed FIPLEX BY HONEYWELL Fiber DAS | DH14EA-BA | DH14EA-R1-AVT-ND07 | Y | 10
HONBDA-R1D-VUN22H | 7598 | 00100001003700400048005100600076 | Y | N | Fiber DAS. OTA PUBLIC SAFETY CENTRIC DAS REMOTE DUAL BAND. VHF 136-174MHz & UHF 450-470MHz. VHF: +30dBm, UHF: +37dBm, 32filters + 2 Adj sub band per Band, 1 optical port, NFPA, DC, VHF: No Internal Duplexer, UHF: DUAL SUB BAND, Each Band 2MHz BW, internal ,UL2524 2nd Edition Listed FIPLEX BY HONEYWELL Fiber DAS | DH14ED-37 |  | Y | 10
HONBDA-R1D-VUN2H | 7599 | 00100001003700400048005100600076 | Y | N | Fiber DAS. OTA PUBLIC SAFETY CENTRIC DAS REMOTE DUAL BAND. VHF 136-174MHz & UHF 450-470MHz. VHF: +30dBm, UHF: +37dBm, 32filters + 2 Adj sub band per Band, 1 optical port, NFPA, DC, VHF: No Internal Duplexer, UHF: 2MHz BW Internal Duplexer ,UL2524 2nd Edition Listed FIPLEX BY HONEYWELL Fiber DAS | DH14ED-37 |  | Y | 10
HONBDA-R1A-VTNRWCH | 5259 | 00100001003700400048005100600076 | Y | N | Fiber DAS. OTA PUBLIC SAFETY CENTRIC DAS REMOTE DUAL BAND. VHF 136-174MHz & UHF 470-512MHz. VHF: +30dBm, UHF: +37dBm, 32filters + 2 Adj sub band per Band, 1 optical port, NFPA, AC, VHF: No Internal Duplexer, UHF: 483.4-484.5/486.4-487.5 & 488.5-489/491.5-4 ,UL2524 2nd Edition Listed FIPLEX BY HONEYWELL Fiber DAS | DH14EA-37 | DH14EA-R1-AVT-NDRWC-3037 | Y | 10
HONBDA-R1D-VUN5H | 7601 | 00100001003700400048005100600076 | Y | N | Fiber DAS. OTA PUBLIC SAFETY CENTRIC DAS REMOTE DUAL BAND. VHF 136-174MHz & UHF 450-470MHz. VHF: +30dBm, UHF: +37dBm, 32filters + 2 Adj sub band per Band, 1 optical port, NFPA, DC, VHF: No Internal Duplexer, UHF: 5MHz BW Internal Duplexer ,UL2524 2nd Edition Listed FIPLEX BY HONEYWELL Fiber DAS | DH14ED-37 |  | Y | 10
HONBDA-R1A-VTNRWCL | 5193 | 00100001003700400048005100600076 | Y | N | Fiber DAS. OTA PUBLIC SAFETY CENTRIC DAS REMOTE DUAL BAND. VHF 136-174MHz & UHF 470-512MHz. VHF: +24dBm, UHF: +30dBm, 32filters + 2 Adj sub band per Band, 1 optical port, NFPA, AC & DC, VHF: No Internal Duplexer, UHF: 483.4-484.5/486.4-487.5 & 488.5-489/49 ,UL2524 2nd Edition Listed FIPLEX BY HONEYWELL Fiber DAS | DH14EA-BA | DH14EA-R1-AVT-NDRWC | Y | 10
HONBDA-R1A-VU304H | 5270 | 00100001003700400048005100600076 | Y | N | Fiber DAS. OTA PUBLIC SAFETY CENTRIC DAS REMOTE DUAL BAND. VHF 136-174MHz & UHF 450-470MHz. VHF: +30dBm, UHF: +37dBm, 32filters + 2 Adj sub band per Band, 1 optical port, NFPA, AC, VHF: 3.5MHz BW Internal Duplexer, UHF: DUAL SUB BAND, Band #1: 0.7MHz BW, B ,UL2524 2nd Edition Listed FIPLEX BY HONEYWELL Fiber DAS | DH14EA-37 | DH14EA-R1-AVU-350740-3037 | Y | 10
HONBDA-R2D-VT200H | 7616 | 00100001003700400048005100600076 | Y | N | Fiber DAS. OTA PUBLIC SAFETY CENTRIC DAS REMOTE DUAL BAND. VHF 136-174MHz & UHF 470-512MHz. VHF: +30dBm, UHF: +37dBm, 32filters + 2 Adj sub band per Band, 2 optical port, NFPA, DC, VHF: 2.0MHz BW Internal Duplexer, UHF: DUAL SUB BAND, Each Band 0.7MHz BW, ,UL2524 2nd Edition Listed FIPLEX BY HONEYWELL Fiber DAS | DH14ED-37 |  | Y | 10
HONBDA-R2D-VT20H | 7617 | 00100001003700400048005100600076 | Y | N | Fiber DAS. OTA PUBLIC SAFETY CENTRIC DAS REMOTE DUAL BAND. VHF 136-174MHz & UHF 470-512MHz. VHF: +30dBm, UHF: +37dBm, 32filters + 2 Adj sub band per Band, 2 optical port, NFPA, DC, VHF: 2.0MHz BW Internal Duplexer, UHF: 0.7MHz BW Internal Duplexer ,UL2524 2nd Edition Listed FIPLEX BY HONEYWELL Fiber DAS | DH14ED-37 |  | Y | 10
HONBDA-R2D-VT211H | 7618 | 00100001003700400048005100600076 | Y | N | Fiber DAS. OTA PUBLIC SAFETY CENTRIC DAS REMOTE DUAL BAND. VHF 136-174MHz & UHF 470-512MHz. VHF: +30dBm, UHF: +37dBm, 32filters + 2 Adj sub band per Band, 2 optical port, NFPA, DC, VHF: 2.0MHz BW Internal Duplexer, UHF: DUAL SUB BAND, Each Band 1.5MHz BW, ,UL2524 2nd Edition Listed FIPLEX BY HONEYWELL Fiber DAS | DH14ED-37 |  | Y | 10
HONBDA-R2D-VT21H | 7619 | 00100001003700400048005100600076 | Y | N | Fiber DAS. OTA PUBLIC SAFETY CENTRIC DAS REMOTE DUAL BAND. VHF 136-174MHz & UHF 470-512MHz. VHF: +30dBm, UHF: +37dBm, 32filters + 2 Adj sub band per Band, 2 optical port, NFPA, DC, VHF: 2.0MHz BW Internal Duplexer, UHF: 1.5MHz BW Internal Duplexer ,UL2524 2nd Edition Listed FIPLEX BY HONEYWELL Fiber DAS | DH14ED-37 |  | Y | 10
HONBDA-R2D-VT22H | 7620 | 00100001003700400048005100600076 | Y | N | Fiber DAS. OTA PUBLIC SAFETY CENTRIC DAS REMOTE DUAL BAND. VHF 136-174MHz & UHF 470-512MHz. VHF: +30dBm, UHF: +37dBm, 32filters + 2 Adj sub band per Band, 2 optical port, NFPA, DC, VHF: 2.0MHz BW Internal Duplexer, UHF: 2MHz BW Internal Duplexer ,UL2524 2nd Edition Listed FIPLEX BY HONEYWELL Fiber DAS | DH14ED-37 |  | Y | 10
HONBDA-R2D-VT2RWCH | 7621 | 00100001003700400048005100600076 | Y | N | Fiber DAS. OTA PUBLIC SAFETY CENTRIC DAS REMOTE DUAL BAND. VHF 136-174MHz & UHF 470-512MHz. VHF: +30dBm, UHF: +37dBm, 32filters + 2 Adj sub band per Band, 2 optical port, NFPA, DC, VHF: 2.0MHz BW Internal Duplexer, UHF: 483.4-484.5/486.4-487.5 & 488.5-489/ ,UL2524 2nd Edition Listed FIPLEX BY HONEYWELL Fiber DAS | DH14ED-37 |  | Y | 10
HONBDA-R1A-VU304L | 5201 | 00100001003700400048005100600076 | Y | N | Fiber DAS. OTA PUBLIC SAFETY CENTRIC DAS REMOTE DUAL BAND. VHF 136-174MHz & UHF 450-470MHz. VHF: +24dBm, UHF: +30dBm, 32filters + 2 Adj sub band per Band, 1 optical port, NFPA, AC, VHF: 3.5MHz BW Internal Duplexer, UHF: DUAL SUB BAND, Band #1: 0.7MHz BW, B ,UL2524 2nd Edition Listed FIPLEX BY HONEYWELL Fiber DAS | DH14EA-BA | DH14EA-R1-AVU-350740 | Y | 10
HONBDA-R1A-VU32G | 7216 | 00100001003700400048005100600076 | Y | N | Fiber DAS. OTA PUBLIC SAFETY CENTRIC DAS REMOTE DUAL BAND. VHF 136-174MHz & UHF 450-470MHz. VHF: +37dBm, UHF: +37dBm, 32filters + 2 Adj sub band per Band, 1 optical port, NFPA, AC, VHF: 3.5MHz BW Internal Duplexer, UHF: 2MHz BW Internal Duplexer ,UL2524 2nd Edition Listed FIPLEX BY HONEYWELL Fiber DAS | DH14EA-3737 |  | Y | 10
HONBDA-R2D-VT311H | 7624 | 00100001003700400048005100600076 | Y | N | Fiber DAS. OTA PUBLIC SAFETY CENTRIC DAS REMOTE DUAL BAND. VHF 136-174MHz & UHF 470-512MHz. VHF: +30dBm, UHF: +37dBm, 32filters + 2 Adj sub band per Band, 2 optical port, NFPA, DC, VHF: 3.5MHz BW Internal Duplexer, UHF: DUAL SUB BAND, Each Band 1.5MHz BW, ,UL2524 2nd Edition Listed FIPLEX BY HONEYWELL Fiber DAS | DH14ED-37 |  | Y | 10
HONBDA-R2D-VT31H | 7625 | 00100001003700400048005100600076 | Y | N | Fiber DAS. OTA PUBLIC SAFETY CENTRIC DAS REMOTE DUAL BAND. VHF 136-174MHz & UHF 470-512MHz. VHF: +30dBm, UHF: +37dBm, 32filters + 2 Adj sub band per Band, 2 optical port, NFPA, DC, VHF: 3.5MHz BW Internal Duplexer, UHF: 1.5MHz BW Internal Duplexer ,UL2524 2nd Edition Listed FIPLEX BY HONEYWELL Fiber DAS | DH14ED-37 |  | Y | 10
HONBDA-R2D-VT32H | 7626 | 00100001003700400048005100600076 | Y | N | Fiber DAS. OTA PUBLIC SAFETY CENTRIC DAS REMOTE DUAL BAND. VHF 136-174MHz & UHF 470-512MHz. VHF: +30dBm, UHF: +37dBm, 32filters + 2 Adj sub band per Band, 2 optical port, NFPA, DC, VHF: 3.5MHz BW Internal Duplexer, UHF: 2MHz BW Internal Duplexer ,UL2524 2nd Edition Listed FIPLEX BY HONEYWELL Fiber DAS | DH14ED-37 |  | Y | 10
HONBDA-R1A-VU34H | 5272 | 00100001003700400048005100600076 | Y | N | Fiber DAS. OTA PUBLIC SAFETY CENTRIC DAS REMOTE DUAL BAND. VHF 136-174MHz & UHF 450-470MHz. VHF: +30dBm, UHF: +37dBm, 32filters + 2 Adj sub band per Band, 1 optical port, NFPA, AC, VHF: 3.5MHz BW Internal Duplexer, UHF: 4MHz BW Internal Duplexer ,UL2524 2nd Edition Listed FIPLEX BY HONEYWELL Fiber DAS | DH14EA-37 | DH14EA-R1-AVU-3540-3037 | Y | 10
HONBDA-R1A-VU34L | 5203 | 00100001003700400048005100600076 | Y | N | Fiber DAS. OTA PUBLIC SAFETY CENTRIC DAS REMOTE DUAL BAND. VHF 136-174MHz & UHF 450-470MHz. VHF: +24dBm, UHF: +30dBm, 32filters + 2 Adj sub band per Band, 1 optical port, NFPA, AC & DC, VHF: 3.5MHz BW Internal Duplexer, UHF: 4MHz BW Internal Duplexer ,UL2524 2nd Edition Listed FIPLEX BY HONEYWELL Fiber DAS | DH14EA-BA | DH14EA-R1-AVU-3540 | Y | 10
HONBDA-R1A-VU3MDAH | 5274 | 00100001003700400048005100600076 | Y | N | Fiber DAS. OTA PUBLIC SAFETY CENTRIC DAS REMOTE DUAL BAND. VHF 136-174MHz & UHF 450-470MHz. VHF: +30dBm, UHF: +37dBm, 32filters + 2 Adj sub band per Band, 1 optical port, NFPA, AC, VHF: 3.5MHz BW Internal Duplexer, UHF: 453-454/458-459 & 460-462/465-467MHz ,UL2524 2nd Edition Listed FIPLEX BY HONEYWELL Fiber DAS | DH14EA-37 | DH14EA-R1-AVU-35MDA-3037 | Y | 10
HONBDA-R2D-VTN11H | 7630 | 00100001003700400048005100600076 | Y | N | Fiber DAS. OTA PUBLIC SAFETY CENTRIC DAS REMOTE DUAL BAND. VHF 136-174MHz & UHF 470-512MHz. VHF: +30dBm, UHF: +37dBm, 32filters + 2 Adj sub band per Band, 2 optical port, NFPA, DC, VHF: No Internal Duplexer, UHF: DUAL SUB BAND, Each Band 1.5MHz BW, interna ,UL2524 2nd Edition Listed FIPLEX BY HONEYWELL Fiber DAS | DH14ED-37 |  | Y | 10
HONBDA-R2D-VTN1H | 7631 | 00100001003700400048005100600076 | Y | N | Fiber DAS. OTA PUBLIC SAFETY CENTRIC DAS REMOTE DUAL BAND. VHF 136-174MHz & UHF 470-512MHz. VHF: +30dBm, UHF: +37dBm, 32filters + 2 Adj sub band per Band, 2 optical port, NFPA, DC, VHF: No Internal Duplexer, UHF: 1.5MHz BW Internal Duplexer ,UL2524 2nd Edition Listed FIPLEX BY HONEYWELL Fiber DAS | DH14ED-37 |  | Y | 10
HONBDA-R2D-VTN2H | 7632 | 00100001003700400048005100600076 | Y | N | Fiber DAS. OTA PUBLIC SAFETY CENTRIC DAS REMOTE DUAL BAND. VHF 136-174MHz & UHF 470-512MHz. VHF: +30dBm, UHF: +37dBm, 32filters + 2 Adj sub band per Band, 2 optical port, NFPA, DC, VHF: No Internal Duplexer, UHF: 2MHz BW Internal Duplexer ,UL2524 2nd Edition Listed FIPLEX BY HONEYWELL Fiber DAS | DH14ED-37 |  | Y | 10
HONBDA-R1A-VU3MDAL | 5205 | 00100001003700400048005100600076 | Y | N | Fiber DAS. OTA PUBLIC SAFETY CENTRIC DAS REMOTE DUAL BAND. VHF 136-174MHz & UHF 450-470MHz. VHF: +24dBm, UHF: +30dBm, 32filters + 2 Adj sub band per Band, 1 optical port, NFPA, AC & DC, VHF: 3.5MHz BW Internal Duplexer, UHF: 453-454/458-459 & 460-462/465-4 ,UL2524 2nd Edition Listed FIPLEX BY HONEYWELL Fiber DAS | DH14EA-BA | DH14EA-R1-AVU-35MDA | Y | 10
HONBDA-R2D-VU204H | 7634 | 00100001003700400048005100600076 | Y | N | Fiber DAS. OTA PUBLIC SAFETY CENTRIC DAS REMOTE DUAL BAND. VHF 136-174MHz & UHF 450-470MHz. VHF: +30dBm, UHF: +37dBm, 32filters + 2 Adj sub band per Band, 2 optical port, NFPA, DC, VHF: 2MHz BW Internal Duplexer, UHF: DUAL SUB BAND, Band #1: 0.7MHz BW, Ban ,UL2524 2nd Edition Listed FIPLEX BY HONEYWELL Fiber DAS | DH14ED-37 |  | Y | 10
HONBDA-R2D-VU222H | 7635 | 00100001003700400048005100600076 | Y | N | Fiber DAS. OTA PUBLIC SAFETY CENTRIC DAS REMOTE DUAL BAND. VHF 136-174MHz & UHF 450-470MHz. VHF: +30dBm, UHF: +37dBm, 32filters + 2 Adj sub band per Band, 2 optical port, NFPA, DC, VHF: 2MHz BW Internal Duplexer, UHF: DUAL SUB BAND, Each Band 2MHz BW, inte ,UL2524 2nd Edition Listed FIPLEX BY HONEYWELL Fiber DAS | DH14ED-37 |  | Y | 10
HONBDA-R2D-VU22H | 7636 | 00100001003700400048005100600076 | Y | N | Fiber DAS. OTA PUBLIC SAFETY CENTRIC DAS REMOTE DUAL BAND. VHF 136-174MHz & UHF 450-470MHz. VHF: +30dBm, UHF: +37dBm, 32filters + 2 Adj sub band per Band, 2 optical port, NFPA, DC, VHF: 2MHz BW Internal Duplexer, UHF: 2MHz BW Internal Duplexer ,UL2524 2nd Edition Listed FIPLEX BY HONEYWELL Fiber DAS | DH14ED-37 |  | Y | 10
HONBDA-R2D-VU24H | 7637 | 00100001003700400048005100600076 | Y | N | Fiber DAS. OTA PUBLIC SAFETY CENTRIC DAS REMOTE DUAL BAND. VHF 136-174MHz & UHF 450-470MHz. VHF: +30dBm, UHF: +37dBm, 32filters + 2 Adj sub band per Band, 2 optical port, NFPA, DC, VHF: 2MHz BW Internal Duplexer, UHF: 4MHz BW Internal Duplexer ,UL2524 2nd Edition Listed FIPLEX BY HONEYWELL Fiber DAS | DH14ED-37 |  | Y | 10
HONBDA-R2D-VU25H | 7638 | 00100001003700400048005100600076 | Y | N | Fiber DAS. OTA PUBLIC SAFETY CENTRIC DAS REMOTE DUAL BAND. VHF 136-174MHz & UHF 450-470MHz. VHF: +30dBm, UHF: +37dBm, 32filters + 2 Adj sub band per Band, 2 optical port, NFPA, DC, VHF: 2MHz BW Internal Duplexer, UHF: 5MHz BW Internal Duplexer ,UL2524 2nd Edition Listed FIPLEX BY HONEYWELL Fiber DAS | DH14ED-37 |  | Y | 10
HONBDA-R2D-VU2MDAH | 7639 | 00100001003700400048005100600076 | Y | N | Fiber DAS. OTA PUBLIC SAFETY CENTRIC DAS REMOTE DUAL BAND. VHF 136-174MHz & UHF 450-470MHz. VHF: +30dBm, UHF: +37dBm, 32filters + 2 Adj sub band per Band, 2 optical port, NFPA, DC, VHF: 2MHz BW Internal Duplexer, UHF: 453-454/458-459 & 460-462/465-467MHz i ,UL2524 2nd Edition Listed FIPLEX BY HONEYWELL Fiber DAS | DH14ED-37 |  | Y | 10
HONBDA-R1A-VUN04H | 5276 | 00100001003700400048005100600076 | Y | N | Fiber DAS. OTA PUBLIC SAFETY CENTRIC DAS REMOTE DUAL BAND. VHF 136-174MHz & UHF 450-470MHz. VHF: +30dBm, UHF: +37dBm, 32filters + 2 Adj sub band per Band, 1 optical port, NFPA, AC, VHF: No Internal Duplexer, UHF: DUAL SUB BAND, Band #1: 0.7MHz BW, Band #2: ,UL2524 2nd Edition Listed FIPLEX BY HONEYWELL Fiber DAS | DH14EA-37 | DH14EA-R1-AVU-ND0740-3037 | Y | 10
HONBDA-R2D-VU322H | 7641 | 00100001003700400048005100600076 | Y | N | Fiber DAS. OTA PUBLIC SAFETY CENTRIC DAS REMOTE DUAL BAND. VHF 136-174MHz & UHF 450-470MHz. VHF: +30dBm, UHF: +37dBm, 32filters + 2 Adj sub band per Band, 2 optical port, NFPA, DC, VHF: 3.5MHz BW Internal Duplexer, UHF: DUAL SUB BAND, Each Band 2MHz BW, in ,UL2524 2nd Edition Listed FIPLEX BY HONEYWELL Fiber DAS | DH14ED-37 |  | Y | 10
HONBDA-R2D-VU32H | 7642 | 00100001003700400048005100600076 | Y | N | Fiber DAS. OTA PUBLIC SAFETY CENTRIC DAS REMOTE DUAL BAND. VHF 136-174MHz & UHF 450-470MHz. VHF: +30dBm, UHF: +37dBm, 32filters + 2 Adj sub band per Band, 2 optical port, NFPA, DC, VHF: 3.5MHz BW Internal Duplexer, UHF: 2MHz BW Internal Duplexer ,UL2524 2nd Edition Listed FIPLEX BY HONEYWELL Fiber DAS | DH14ED-37 |  | Y | 10
HONBDA-R2D-VU35H | 7643 | 00100001003700400048005100600076 | Y | N | Fiber DAS. OTA PUBLIC SAFETY CENTRIC DAS REMOTE DUAL BAND. VHF 136-174MHz & UHF 450-470MHz. VHF: +30dBm, UHF: +37dBm, 32filters + 2 Adj sub band per Band, 2 optical port, NFPA, DC, VHF: 3.5MHz BW Internal Duplexer, UHF: 5MHz BW Internal Duplexer ,UL2524 2nd Edition Listed FIPLEX BY HONEYWELL Fiber DAS | DH14ED-37 |  | Y | 10
HONBDA-R1A-VUN04L | 5207 | 00100001003700400048005100600076 | Y | N | Fiber DAS. OTA PUBLIC SAFETY CENTRIC DAS REMOTE DUAL BAND. VHF 136-174MHz & UHF 450-470MHz. VHF: +24dBm, UHF: +30dBm, 32filters + 2 Adj sub band per Band, 1 optical port, NFPA, AC & DC, VHF: No Internal Duplexer, UHF: DUAL SUB BAND, Band #1: 0.7MHz BW, Ban ,UL2524 2nd Edition Listed FIPLEX BY HONEYWELL Fiber DAS | DH14EA-BA | DH14EA-R1-AVU-ND0740 | Y | 10
HONBDA-R1A-VUN4H | 5279 | 00100001003700400048005100600076 | Y | N | Fiber DAS. OTA PUBLIC SAFETY CENTRIC DAS REMOTE DUAL BAND. VHF 136-174MHz & UHF 450-470MHz. VHF: +30dBm, UHF: +37dBm, 32filters + 2 Adj sub band per Band, 1 optical port, NFPA, AC, VHF: No Internal Duplexer, UHF: 4MHz BW Internal Duplexer ,UL2524 2nd Edition Listed FIPLEX BY HONEYWELL Fiber DAS | DH14EA-37 | DH14EA-R1-AVU-ND40-3037 | Y | 10
HONBDA-R2D-VUN22H | 7646 | 00100001003700400048005100600076 | Y | N | Fiber DAS. OTA PUBLIC SAFETY CENTRIC DAS REMOTE DUAL BAND. VHF 136-174MHz & UHF 450-470MHz. VHF: +30dBm, UHF: +37dBm, 32filters + 2 Adj sub band per Band, 2 optical port, NFPA, DC, VHF: No Internal Duplexer, UHF: DUAL SUB BAND, Each Band 2MHz BW, internal ,UL2524 2nd Edition Listed FIPLEX BY HONEYWELL Fiber DAS | DH14ED-37 |  | Y | 10
HONBDA-R2D-VUN2H | 7647 | 00100001003700400048005100600076 | Y | N | Fiber DAS. OTA PUBLIC SAFETY CENTRIC DAS REMOTE DUAL BAND. VHF 136-174MHz & UHF 450-470MHz. VHF: +30dBm, UHF: +37dBm, 32filters + 2 Adj sub band per Band, 2 optical port, NFPA, DC, VHF: No Internal Duplexer, UHF: 2MHz BW Internal Duplexer ,UL2524 2nd Edition Listed FIPLEX BY HONEYWELL Fiber DAS | DH14ED-37 |  | Y | 10
HONBDA-R1A-VUN4L | 5210 | 00100001003700400048005100600076 | Y | N | Fiber DAS. OTA PUBLIC SAFETY CENTRIC DAS REMOTE DUAL BAND. VHF 136-174MHz & UHF 450-470MHz. VHF: +24dBm, UHF: +30dBm, 32filters + 2 Adj sub band per Band, 1 optical port, NFPA, AC & DC, VHF: No Internal Duplexer, UHF: 4MHz BW Internal Duplexer ,UL2524 2nd Edition Listed FIPLEX BY HONEYWELL Fiber DAS | DH14EA-BA | DH14EA-R1-AVU-ND40 | Y | 10
HONBDA-R2D-VUN5H | 7649 | 00100001003700400048005100600076 | Y | N | Fiber DAS. OTA PUBLIC SAFETY CENTRIC DAS REMOTE DUAL BAND. VHF 136-174MHz & UHF 450-470MHz. VHF: +30dBm, UHF: +37dBm, 32filters + 2 Adj sub band per Band, 2 optical port, NFPA, DC, VHF: No Internal Duplexer, UHF: 5MHz BW Internal Duplexer ,UL2524 2nd Edition Listed FIPLEX BY HONEYWELL Fiber DAS | DH14ED-37 |  | Y | 10
HONBDA-R1A-VUNMDAH | 5280 | 00100001003700400048005100600076 | Y | N | Fiber DAS. OTA PUBLIC SAFETY CENTRIC DAS REMOTE DUAL BAND. VHF 136-174MHz & UHF 450-470MHz. VHF: +30dBm, UHF: +37dBm, 32filters + 2 Adj sub band per Band, 1 optical port, NFPA, AC, VHF: No Internal Duplexer, UHF: 453-454/458-459 & 460-462/465-467MHz intern ,UL2524 2nd Edition Listed FIPLEX BY HONEYWELL Fiber DAS | DH14EA-37 | DH14EA-R1-AVU-NDMDA-3037 | Y | 10
HONBDA-R1A-VUNMDAL | 5212 | 00100001003700400048005100600076 | Y | N | Fiber DAS. OTA PUBLIC SAFETY CENTRIC DAS REMOTE DUAL BAND. VHF 136-174MHz & UHF 450-470MHz. VHF: +24dBm, UHF: +30dBm, 32filters + 2 Adj sub band per Band, 1 optical port, NFPA, AC & DC, VHF: No Internal Duplexer, UHF: 453-454/458-459 & 460-462/465-467MHz i ,UL2524 2nd Edition Listed FIPLEX BY HONEYWELL Fiber DAS | DH14EA-BA | DH14EA-R1-AVU-NDMDA | Y | 10
HONBDA-R1A-VUT3NH | 5275 | 00100001003700400048005100600076 | Y | N | Fiber DAS. OTA PUBLIC SAFETY CENTRIC DAS REMOTE DUAL BAND. VHF 136-174MHz & UHF 450-512MHz. VHF: +30dBm, UHF: +37dBm, 32filters + 2 Adj sub band per Band, 1 optical port, NFPA, AC & DC, VHF: 3.5MHz BW Internal Duplexer, UHF: No Internal Duplexer ,UL2524 2nd Edition Listed FIPLEX BY HONEYWELL Fiber DAS | DH14EA-37 | DH14EA-R1-AVUT-35ND-3037 | Y | 10
HONBDA-R1A-T1L | 5121 | 00100001003700400048005100600077 | Y | N | Fiber DAS. OTA PUBLIC SAFETY CENTRIC DAS REMOTE.UHF 470-512 MHz, +30dBm, 64 filters + 4 Adj sub bands, 1 optical port, NFPA, class A, AC & DC, 1.5MHz BW internal Duplexer ,UL2524 2nd Edition Listed FIPLEX BY HONEYWELL Fiber DAS | DH14CA | DH14CA-R1-AT-15 | Y | 10
HONBDA-R1A-U2L | 5122 | 00100001003700400048005100600077 | Y | N | Fiber DAS. OTA PUBLIC SAFETY CENTRIC DAS REMOTE.UHF 450-470 MHz, +30dBm, 64 filters + 4 Adj sub bands, 1 optical port, NFPA, class A, AC & DC, 2MHz BW internal Duplexer ,UL2524 2nd Edition Listed FIPLEX BY HONEYWELL Fiber DAS | DH14CA | DH14CA-R1-AU-20 | Y | 10
HONBDA-R1A-VUT3NL | 5206 | 00100001003700400048005100600076 | Y | N | Fiber DAS. OTA PUBLIC SAFETY CENTRIC DAS REMOTE DUAL BAND. VHF 136-174MHz & UHF 450-512MHz. VHF: +24dBm, UHF: +30dBm, 32filters + 2 Adj sub band per Band, 1 optical port, NFPA, AC & DC, VHF: 3.5MHz BW Internal Duplexer, UHF: No Internal Duplexer ,UL2524 2nd Edition Listed FIPLEX BY HONEYWELL Fiber DAS | DH14EA-BA | DH14EA-R1-AVUT-35ND | Y | 10
HONBDA-R1A-VUTNNG | 7215 | 00100001003700400048005100600076 | Y | N | Fiber DAS. OTA PUBLIC SAFETY CENTRIC DAS REMOTE DUAL BAND. VHF 136-174MHz & UHF 450-512MHz. VHF: +37dBm, UHF: +37dBm, 32filters + 2 Adj sub band per Band, 1 optical port, NFPA, AC, VHF: No Internal Duplexer, UHF: No Internal Duplexer ,UL2524 2nd Edition Listed FIPLEX BY HONEYWELL Fiber DAS | DH14EA-3737 |  | Y | 10
HONBDA-R1A-VUTNNH | 5281 | 00100001003700400048005100600076 | Y | N | Fiber DAS. OTA PUBLIC SAFETY CENTRIC DAS REMOTE DUAL BAND. VHF 136-174MHz & UHF 450-512MHz. VHF: +30dBm, UHF: +37dBm, 32filters + 2 Adj sub band per Band, 1 optical port, NFPA, AC, VHF: No Internal Duplexer, UHF: No Internal Duplexer ,UL2524 2nd Edition Listed FIPLEX BY HONEYWELL Fiber DAS | DH14EA-37 | DH14EA-R1-AVUT-NDND-3037 | Y | 10
HONBDA-R1A-VUTNNL | 5213 | 00100001003700400048005100600076 | Y | N | Fiber DAS. OTA PUBLIC SAFETY CENTRIC DAS REMOTE DUAL BAND. VHF 136-174MHz & UHF 450-512MHz. VHF: +24dBm, UHF: +30dBm, 32filters + 2 Adj sub band per Band, 1 optical port, NFPA, AC & DC, VHF: No Internal Duplexer, UHF: No Internal Duplexer ,UL2524 2nd Edition Listed FIPLEX BY HONEYWELL Fiber DAS | DH14EA-BA | DH14EA-R1-AVUT-NDND | Y | 10
HONBDA-R1D-L15H | 8501 | 001000010037004000480051006000770139 | Y | N | Fiber DAS. OTA PUBLIC SAFETY CENTRIC DAS REMOTE.UHF 380-400MHz, +37dBm, 64 filters + 4 Adj sub bands, 1 optical port, NFPA, class A/B, DC, 5MHz internal Duplexer ,UL2524 2nd Edition Listed FIPLEX BY HONEYWELL Fiber DAS | DH13-D-L1-BA |  | Y | 10
HONBDA-R1A-U22L | 5131 | 00100001003700400048005100600077 | Y | N | Fiber DAS. OTA PUBLIC SAFETY CENTRIC DAS REMOTE DUAL SUB BAND.UHF 450-470 MHz, +30dBm, 64 filters + 4 Adj sub bands, 1 optical port, NFPA, class A, AC, Band #1: 2.0MHz BW, Band #2: 2.0MHz BW, internal Duplexer ,UL2524 2nd Edition Listed FIPLEX BY HONEYWELL Fiber DAS | DH14EA-BA | DH14EA-R1-AU-2020 | Y | 10
HONBDA-R1D-L1NH | 8500 | 001000010037004000480051006000770139 | Y | N | Fiber DAS. OTA PUBLIC SAFETY CENTRIC DAS REMOTE.UHF 380-400MHz, +37dBm, 64 filters + 4 Adj sub bands, 1 optical port, NFPA, class A/B, DC, No internal Duplexer ,UL2524 2nd Edition Listed FIPLEX BY HONEYWELL Fiber DAS | DH13-D-L1-BA |  | Y | 10
HONBDA-R1D-L22H | 8487 | 001000010037004000480051006000770139 | Y | N | Fiber DAS. OTA PUBLIC SAFETY CENTRIC DAS REMOTE.UHF 406-439MHz, +37dBm, 64 filters + 4 Adj sub bands, 1 optical port, NFPA, class A/B, DC, 2MHz internal Duplexer ,UL2524 2nd Edition Listed FIPLEX BY HONEYWELL Fiber DAS | DH13-D-L2-BA |  | Y | 10
HONBDA-R1A-UT02L | 5134 | 00100001003700400048005100600077 | Y | N | Fiber DAS. OTA PUBLIC SAFETY CENTRIC DAS REMOTE DUAL SUB BAND.UHF 450-512 MHz, +30dBm, 32 filters +2 Adj sub bands, 1 optical port, NFPA, class A, AC & DC, Band#1: 2.0MHz BW - Band #2: 0.7MHz BW, internal Duplexer ,UL2524 2nd Edition Listed FIPLEX BY HONEYWELL Fiber DAS | DH14EA-BA | DH14EA-R1-AUT-2007 | Y | 10
HONBDA-R1A-UT12L | 5135 | 00100001003700400048005100600077 | Y | N | Fiber DAS. OTA PUBLIC SAFETY CENTRIC DAS REMOTE DUAL SUB BAND.UHF 450-512 MHz, +30dBm, 32 filters +2 Adj sub bands, 1 optical port, NFPA, class A, AC & DC, Band#1: 2.0MHz BW - Band #2: 1.5MHz BW, internal Duplexer ,UL2524 2nd Edition Listed FIPLEX BY HONEYWELL Fiber DAS | DH14EA-BA | DH14EA-R1-AUT-2015 | Y | 10
HONBDA-R1A-UT22L | 5136 | 00100001003700400048005100600077 | Y | N | Fiber DAS. OTA PUBLIC SAFETY CENTRIC DAS REMOTE DUAL SUB BAND.UHF 450-512 MHz, +30dBm, 32 filters +2 Adj sub bands, 1 optical port, NFPA, class A, AC & DC, Band#1: 2.0MHz BW - Band #2: 2.0MHz BW, internal Duplexer ,UL2524 2nd Edition Listed FIPLEX BY HONEYWELL Fiber DAS | DH14EA-BA | DH14EA-R1-AUT-2020 | Y | 10
HONBDA-R1D-L25H | 8486 | 001000010037004000480051006000770139 | Y | N | Fiber DAS. OTA PUBLIC SAFETY CENTRIC DAS REMOTE.UHF 406-439MHz, +37dBm, 64 filters + 4 Adj sub bands, 1 optical port, NFPA, class A/B, DC, 5MHz internal Duplexer ,UL2524 2nd Edition Listed FIPLEX BY HONEYWELL Fiber DAS | DH13-D-L2-BA |  | Y | 10
HONBDA-R1A-T1H | 5215 | 00100001003700400048005100600077 | Y | N | Fiber DAS. OTA PUBLIC SAFETY CENTRIC DAS REMOTE.UHF 470-512 MHz, +37dBm, 64 filters + 4 Adj sub bands, 1 optical port, NFPA, class A, AC, 1.5MHz BW internal Duplexer ,UL2524 2nd Edition Listed FIPLEX BY HONEYWELL Fiber DAS | DH14EA-37 | DH14EA-R1-AT-15-37 | Y | 10
HONBDA-R1D-L2NH | 8485 | 001000010037004000480051006000770139 | Y | N | Fiber DAS. OTA PUBLIC SAFETY CENTRIC DAS REMOTE.UHF 406-439MHz, +37dBm, 64 filters + 4 Adj sub bands, 1 optical port, NFPA, class A/B, DC, No internal Duplexer ,UL2524 2nd Edition Listed FIPLEX BY HONEYWELL Fiber DAS | DH13-D-L2-BA |  | Y | 10
HONBDA-R1D-T0H | 7553 | 00100001003700400048005100600077 | Y | N | Fiber DAS. OTA PUBLIC SAFETY CENTRIC DAS REMOTE.UHF 470-512 MHz, +37dBm, 64 filters + 4 Adj sub bands, 1 optical port, NFPA, class A, DC, 0.7MHz BW internal Duplexer ,UL2524 2nd Edition Listed FIPLEX BY HONEYWELL Fiber DAS | DH14ED-37 |  | Y | 10
HONBDA-R1A-T2H | 5221 | 00100001003700400048005100600077 | Y | N | Fiber DAS. OTA PUBLIC SAFETY CENTRIC DAS REMOTE.UHF 470-512 MHz, +37dBm, 64 filters + 4 Adj sub bands, 1 optical port, NFPA, class A, AC, 2MHz BW internal Duplexer ,UL2524 2nd Edition Listed FIPLEX BY HONEYWELL Fiber DAS | DH14EA-37 | DH14EA-R1-AT-20-37 | Y | 10
HONBDA-R1D-TRWCH | 7556 | 00100001003700400048005100600077 | Y | N | Fiber DAS. OTA PUBLIC SAFETY CENTRIC DAS REMOTE.UHF 483.4-484.5/486.4-487.5 & 488.5-489/491.5-492 MHz, +37dBm, 64 filters + 4 Adj sub bands, 1 optical port, NFPA, class A, DC, Internal Duplexer ,UL2524 2nd Edition Listed FIPLEX BY HONEYWELL Fiber DAS | DH14ED-37 |  | Y | 10
HONBDA-R1D-TWMOH | 7557 | 00100001003700400048005100600077 | Y | N | Fiber DAS. OTA PUBLIC SAFETY CENTRIC DAS REMOTE.UHF 489-491/492-494 & 496.3-497/499.3-500 MHz, +37dBm, 64 filters + 4 Adj sub bands, 1 optical port, NFPA, class A, DC, Internal Duplexer ,UL2524 2nd Edition Listed FIPLEX BY HONEYWELL Fiber DAS | DH14ED-37 |  | Y | 10
HONBDA-R1D-U4H | 7559 | 00100001003700400048005100600077 | Y | N | Fiber DAS. OTA PUBLIC SAFETY CENTRIC DAS REMOTE.UHF 450-470 MHz, +37dBm, 64 filters + 4 Adj sub bands, 1 optical port, NFPA, class A, DC, 4MHz BW internal Duplexer ,UL2524 2nd Edition Listed FIPLEX BY HONEYWELL Fiber DAS | DH14ED-37 |  | Y | 10
HONBDA-R1A-U22H | 5225 | 00100001003700400048005100600077 | Y | N | Fiber DAS. OTA PUBLIC SAFETY CENTRIC DAS REMOTE DUAL SUB BAND.UHF 450-470 MHz, +37dBm, 64 filters + 4 Adj sub bands, 1 optical port, NFPA, class A, AC, Band #1: 2.0MHz BW, Band #2: 2.0MHz BW, internal Duplexer ,UL2524 2nd Edition Listed FIPLEX BY HONEYWELL Fiber DAS | DH14EA-37 | DH14EA-R1-AU-2020-37 | Y | 10
HONBDA-R1D-UMDAH | 7561 | 00100001003700400048005100600077 | Y | N | Fiber DAS. OTA PUBLIC SAFETY CENTRIC DAS REMOTE.UHF 453-454/458-459 & 460-462/465-467 MHz, +37dBm, 64 filters + 4 Adj sub bands, 1 optical port, NFPA, class A, DC, Internal Duplexer ,UL2524 2nd Edition Listed FIPLEX BY HONEYWELL Fiber DAS | DH14ED-37 |  | Y | 10
HONBDA-R1D-UTNH | 7565 | 00100001003700400048005100600077 | Y | N | Fiber DAS. OTA PUBLIC SAFETY CENTRIC DAS REMOTE.UHF 450-512 MHz, +37dBm, 64 filters + 4 Adj sub bands, 1 optical port, NFPA, class A, DC, No internal Duplexer ,UL2524 2nd Edition Listed FIPLEX BY HONEYWELL Fiber DAS | DH14ED-37 |  | Y | 10
HONBDA-R1A-UT002H | 5228 | 00100001003700400048005100600077 | Y | N | Fiber DAS. OTA PUBLIC SAFETY CENTRIC DAS REMOTE TRIPLE SUB BAND.UHF 450-512 MHz, +37dBm, 32 filters +2 Adj sub bands, 1 optical port, NFPA, class A, AC, Band#1: 2.0MHz BW - Band #2: 0.7MHz BW - Band#3: 0.7MHz BW, internal Duplexer ,UL2524 2nd Edition Listed FIPLEX BY HONEYWELL Fiber DAS | DH14EA-37 | DH14EA-R1-AUT-200707-37 | Y | 10
HONBDA-R1A-UT12H | 5229 | 00100001003700400048005100600077 | Y | N | Fiber DAS. OTA PUBLIC SAFETY CENTRIC DAS REMOTE DUAL SUB BAND.UHF 450-512 MHz, +37dBm, 32 filters +2 Adj sub bands, 1 optical port, NFPA, class A, AC, Band#1: 2.0MHz BW - Band #2: 1.5MHz BW, internal Duplexer ,UL2524 2nd Edition Listed FIPLEX BY HONEYWELL Fiber DAS | DH14EA-37 | DH14EA-R1-AUT-2015-37 | Y | 10
HONBDA-R1A-UT22H | 5230 | 00100001003700400048005100600077 | Y | N | Fiber DAS. OTA PUBLIC SAFETY CENTRIC DAS REMOTE DUAL SUB BAND.UHF 450-512 MHz, +37dBm, 32 filters +2 Adj sub bands, 1 optical port, NFPA, class A, AC, Band#1: 2.0MHz BW - Band #2: 2.0MHz BW, internal Duplexer ,UL2524 2nd Edition Listed FIPLEX BY HONEYWELL Fiber DAS | DH14EA-37 | DH14EA-R1-AUT-2020-37 | Y | 10
HONBDA-R1A-T2L | 5251 | 00100001003700400048005100600077 | Y | N | Fiber DAS. OTA PUBLIC SAFETY CENTRIC DAS REMOTE.UHF 470-512 MHz, +30dBm, 64 filters + 4 Adj sub bands, 1 optical port, NFPA, class A, AC & DC, 2MHz BW internal Duplexer ,UL2524 2nd Edition Listed FIPLEX BY HONEYWELL Fiber DAS | DH14EA-BA | DH14EA-R1-AT-20 | Y | 10
HONBDA-R1A-UT002L | 5252 | 00100001003700400048005100600077 | Y | N | Fiber DAS. OTA PUBLIC SAFETY CENTRIC DAS REMOTE TRIPLE SUB BAND.UHF 450-512 MHz, +30dBm, 32 filters +2 Adj sub bands, 1 optical port, NFPA, class A, AC, Band#1: 2.0MHz BW - Band #2: 0.7MHz BW - Band#3: 0.7MHz BW, internal Duplexer ,UL2524 2nd Edition Listed FIPLEX BY HONEYWELL Fiber DAS | DH14EA-BA | DH14EA-R1-AUT-200707 | Y | 10
HONBDA-R1A-U2H | 5256 | 00100001003700400048005100600077 | Y | N | Fiber DAS. OTA PUBLIC SAFETY CENTRIC DAS REMOTE.UHF 450-470 MHz, +37dBm, 64 filters + 4 Adj sub bands, 1 optical port, NFPA, class A, AC, 2MHz BW internal Duplexer ,UL2524 2nd Edition Listed FIPLEX BY HONEYWELL Fiber DAS | DH14EA-37 | DH14EA-R1-AU-20-37 | Y | 10
HONBDA-R1A-UT02H | 5257 | 00100001003700400048005100600077 | Y | N | Fiber DAS. OTA PUBLIC SAFETY CENTRIC DAS REMOTE DUAL SUB BAND.UHF 450-512 MHz, +37dBm, 32 filters +2 Adj sub bands, 1 optical port, NFPA, class A, AC, Band#1: 2.0MHz BW - Band #2: 0.7MHz BW, internal Duplexer ,UL2524 2nd Edition Listed FIPLEX BY HONEYWELL Fiber DAS | DH14EA-37 | DH14EA-R1-AUT-2007-37 | Y | 10
HONBDA-R1A-T11L | 7193 | 00100001003700400048005100600077 | Y | N | Fiber DAS. OTA PUBLIC SAFETY CENTRIC DAS REMOTE.UHF DUAL SUB BAND 470-512 MHz, +30dBm, 64 filters + 4 Adj sub bands, 1 optical port, NFPA, class A, AC, Band #1: 1.5MHz BW, Band #2 1.5MHz BW internal Duplexer ,UL2524 2nd Edition Listed FIPLEX BY HONEYWELL Fiber DAS | DH14EA-BA |  | Y | 10
HONBDA-R1A-T02L | 7194 | 00100001003700400048005100600077 | Y | N | Fiber DAS. OTA PUBLIC SAFETY CENTRIC DAS REMOTE.UHF DUAL SUB BAND 470-512 MHz, +30dBm, 64 filters + 4 Adj sub bands, 1 optical port, NFPA, class A, AC, Band #1: 2.0MHz BW, Band #2 0.7MHz BW internal Duplexer ,UL2524 2nd Edition Listed FIPLEX BY HONEYWELL Fiber DAS | DH14EA-BA |  | Y | 10
HONBDA-R1A-T12L | 7195 | 00100001003700400048005100600077 | Y | N | Fiber DAS. OTA PUBLIC SAFETY CENTRIC DAS REMOTE.UHF DUAL SUB BAND 470-512 MHz, +30dBm, 64 filters + 4 Adj sub bands, 1 optical port, NFPA, class A, AC, Band #1: 2.0MHz BW, Band #2 1.5MHz BW internal Duplexer ,UL2524 2nd Edition Listed FIPLEX BY HONEYWELL Fiber DAS | DH14EA-BA |  | Y | 10
HONBDA-R1A-TESGL | 7196 | 00100001003700400048005100600077 | Y | N | Fiber DAS. OTA PUBLIC SAFETY CENTRIC DAS REMOTE.UHF 470-472.6/473-475.6 & 482-482.7/485-485.7 & 506-506.7/509-509.7 MHz, +30dBm, 64 filters + 4 Adj sub bands, 1 optical ports, NFPA, class A, AC & DC, Internal Duplexer ,UL2524 2nd Edition Listed FIPLEX BY HONEYWELL Fiber DAS | DH14EA-BA |  | Y | 10
HONBDA-R1A-U24L | 7197 | 00100001003700400048005100600077 | Y | N | Fiber DAS. OTA PUBLIC SAFETY CENTRIC DAS REMOTE DUAL SUB BAND.UHF 450-470 MHz, +30dBm, 64 filters + 4 Adj sub bands, 1 optical port, NFPA, class A, AC & DC, Band #1: 2MHz BW, Band #2: 4MHz BW, internal Duplexer ,UL2524 2nd Edition Listed FIPLEX BY HONEYWELL Fiber DAS | DH14EA-BA |  | Y | 10
HONBDA-R1A-UT04L | 7198 | 00100001003700400048005100600077 | Y | N | Fiber DAS. OTA PUBLIC SAFETY CENTRIC DAS REMOTE DUAL SUB BAND.UHF 450-512 MHz, +30dBm, 64 filters + 4 Adj sub bands, 1 optical port, NFPA, class A, AC, Band #1: 0.7MHz BW, Band #2: 4MHz BW, internal Duplexer ,UL2524 2nd Edition Listed FIPLEX BY HONEYWELL Fiber DAS | DH14EA-BA |  | Y | 10
HONBDA-R1A-UT012L | 7199 | 00100001003700400048005100600077 | Y | N | Fiber DAS. OTA PUBLIC SAFETY CENTRIC DAS REMOTE TRIPLE SUB BAND.UHF 450-512 MHz, +30dBm, 32 filters +2 Adj sub bands, 1 optical port, NFPA, class A, AC, Band#1: 2.0MHz BW - Band #2: 0.7MHz BW - Band#3: 1.5MHz BW, internal Duplexer ,UL2524 2nd Edition Listed FIPLEX BY HONEYWELL Fiber DAS | DH14EA-BA |  | Y | 10
HONBDA-R1A-T01L | 7203 | 00100001003700400048005100600077 | Y | N | Fiber DAS. OTA PUBLIC SAFETY CENTRIC DAS REMOTE.UHF DUAL SUB BAND 470-512 MHz, +30dBm, 64 filters + 4 Adj sub bands, 1 optical port, NFPA, class A, AC, Band #1: 0.7MHz BW, Band #2 1.5MHz BW internal Duplexer ,UL2524 2nd Edition Listed FIPLEX BY HONEYWELL Fiber DAS | DH14EA-BA |  | Y | 10
HONBDA-R1A-TESGH | 7211 | 00100001003700400048005100600077 | Y | N | Fiber DAS. OTA PUBLIC SAFETY CENTRIC DAS REMOTE.UHF 470-472.6/473-475.6 & 482-482.7/485-485.7 & 506-506.7/509-509.7 MHz, +37dBm, 64 filters + 4 Adj sub bands, 1 optical ports, NFPA, class A, AC & DC, Internal Duplexer ,UL2524 2nd Edition Listed FIPLEX BY HONEYWELL Fiber DAS | DH14EA-37 |  | Y | 10
HONBDA-R1A-UT012H | 7212 | 00100001003700400048005100600077 | Y | N | Fiber DAS. OTA PUBLIC SAFETY CENTRIC DAS REMOTE TRIPLE SUB BAND.UHF 450-512 MHz, +37dBm, 32 filters +2 Adj sub bands, 1 optical port, NFPA, class A, AC, Band#1: 2.0MHz BW - Band #2: 0.7MHz BW - Band#3: 1.5MHz BW, internal Duplexer ,UL2524 2nd Edition Listed FIPLEX BY HONEYWELL Fiber DAS | DH14EA-37 |  | Y | 10
HONBDA-R1D-VT300H | 7572 | 00100001003700400048005100600076 | Y | N | Fiber DAS. OTA PUBLIC SAFETY CENTRIC DAS REMOTE DUAL BAND. VHF 136-174MHz & UHF 470-512MHz. VHF: +30dBm, UHF: +37dBm, 32filters + 2 Adj sub band per Band, 1 optical port, NFPA, DC, VHF: 3.5MHz BW Internal Duplexer, UHF: DUAL SUB BAND, Each Band 0.7MHz BW, ,UL2524 2nd Edition Listed FIPLEX BY HONEYWELL Fiber DAS | DH14ED-37 |  | Y | 10
HONBDA-R2A-T1L | 7226 | 00100001003700400048005100600077 | Y | N | Fiber DAS. OTA PUBLIC SAFETY CENTRIC DAS REMOTE.UHF 470-512 MHz, +30dBm, 64 filters + 4 Adj sub bands, 2 optical port, NFPA, class A, AC & DC, 1.5MHz BW internal Duplexer ,UL2524 2nd Edition Listed FIPLEX BY HONEYWELL Fiber DAS | DH14CA |  | Y | 10
HONBDA-R2A-U2L | 7227 | 00100001003700400048005100600077 | Y | N | Fiber DAS. OTA PUBLIC SAFETY CENTRIC DAS REMOTE.UHF 450-470 MHz, +30dBm, 64 filters + 4 Adj sub bands, 2 optical port, NFPA, class A, AC & DC, 2MHz BW internal Duplexer ,UL2524 2nd Edition Listed FIPLEX BY HONEYWELL Fiber DAS | DH14CA | DH14CA-R1-AU-20 | Y | 10
HONBDA-R1D-VT30H | 7573 | 00100001003700400048005100600076 | Y | N | Fiber DAS. OTA PUBLIC SAFETY CENTRIC DAS REMOTE DUAL BAND. VHF 136-174MHz & UHF 470-512MHz. VHF: +30dBm, UHF: +37dBm, 32filters + 2 Adj sub band per Band, 1 optical port, NFPA, DC, VHF: 3.5MHz BW Internal Duplexer, UHF: 0.7MHz BW Internal Duplexer ,UL2524 2nd Edition Listed FIPLEX BY HONEYWELL Fiber DAS | DH14ED-37 |  | Y | 10
HONBDA-R1D-VT3RWCH | 7577 | 00100001003700400048005100600076 | Y | N | Fiber DAS. OTA PUBLIC SAFETY CENTRIC DAS REMOTE DUAL BAND. VHF 136-174MHz & UHF 470-512MHz. VHF: +30dBm, UHF: +37dBm, 32filters + 2 Adj sub band per Band, 1 optical port, NFPA, DC, VHF: 3.5MHz BW Internal Duplexer, UHF: 483.4-484.5/486.4-487.5 & 488.5-489/ ,UL2524 2nd Edition Listed FIPLEX BY HONEYWELL Fiber DAS | DH14ED-37 |  | Y | 10
HONBDA-R1D-VTN00H | 7578 | 00100001003700400048005100600076 | Y | N | Fiber DAS. OTA PUBLIC SAFETY CENTRIC DAS REMOTE DUAL BAND. VHF 136-174MHz & UHF 470-512MHz. VHF: +30dBm, UHF: +37dBm, 32filters + 2 Adj sub band per Band, 1 optical port, NFPA, DC, VHF: No Internal Duplexer, UHF: DUAL SUB BAND, Each Band 0.7MHz BW, interna ,UL2524 2nd Edition Listed FIPLEX BY HONEYWELL Fiber DAS | DH14ED-37 |  | Y | 10
HONBDA-R2A-T01L | 7234 | 00100001003700400048005100600077 | Y | N | Fiber DAS. OTA PUBLIC SAFETY CENTRIC DAS REMOTE.UHF DUAL SUB BAND 470-512 MHz, +30dBm, 64 filters + 4 Adj sub bands, 2 optical port, NFPA, class A, AC, Band #1: 0.7MHz BW, Band #2 1.5MHz BW internal Duplexer ,UL2524 2nd Edition Listed FIPLEX BY HONEYWELL Fiber DAS | DH14EA-BA |  | Y | 10
HONBDA-R1D-VTN0H | 7579 | 00100001003700400048005100600076 | Y | N | Fiber DAS. OTA PUBLIC SAFETY CENTRIC DAS REMOTE DUAL BAND. VHF 136-174MHz & UHF 470-512MHz. VHF: +30dBm, UHF: +37dBm, 32filters + 2 Adj sub band per Band, 1 optical port, NFPA, DC, VHF: No Internal Duplexer, UHF: 0.7MHz BW Internal Duplexer ,UL2524 2nd Edition Listed FIPLEX BY HONEYWELL Fiber DAS | DH14ED-37 |  | Y | 10
HONBDA-R2A-T11L | 7236 | 00100001003700400048005100600077 | Y | N | Fiber DAS. OTA PUBLIC SAFETY CENTRIC DAS REMOTE.UHF DUAL SUB BAND 470-512 MHz, +30dBm, 64 filters + 4 Adj sub bands, 2 optical port, NFPA, class A, AC, Band #1: 1.5MHz BW, Band #2 1.5MHz BW internal Duplexer ,UL2524 2nd Edition Listed FIPLEX BY HONEYWELL Fiber DAS | DH14EA-BA |  | Y | 10
HONBDA-R2A-T1H | 7237 | 00100001003700400048005100600077 | Y | N | Fiber DAS. OTA PUBLIC SAFETY CENTRIC DAS REMOTE.UHF 470-512 MHz, +37dBm, 64 filters + 4 Adj sub bands, 2 optical port, NFPA, class A, AC, 1.5MHz BW internal Duplexer ,UL2524 2nd Edition Listed FIPLEX BY HONEYWELL Fiber DAS | DH14EA-37 |  | Y | 10
HONBDA-R2A-T2L | 7238 | 00100001003700400048005100600077 | Y | N | Fiber DAS. OTA PUBLIC SAFETY CENTRIC DAS REMOTE.UHF 470-512 MHz, +30dBm, 64 filters + 4 Adj sub bands, 2 optical port, NFPA, class A, AC & DC, 2MHz BW internal Duplexer ,UL2524 2nd Edition Listed FIPLEX BY HONEYWELL Fiber DAS | DH14EA-BA |  | Y | 10
HONBDA-R2A-T02L | 7239 | 00100001003700400048005100600077 | Y | N | Fiber DAS. OTA PUBLIC SAFETY CENTRIC DAS REMOTE.UHF DUAL SUB BAND 470-512 MHz, +30dBm, 64 filters + 4 Adj sub bands, 2 optical port, NFPA, class A, AC, Band #1: 2.0MHz BW, Band #2 0.7MHz BW internal Duplexer ,UL2524 2nd Edition Listed FIPLEX BY HONEYWELL Fiber DAS | DH14EA-BA |  | Y | 10
HONBDA-R2A-T12L | 7240 | 00100001003700400048005100600077 | Y | N | Fiber DAS. OTA PUBLIC SAFETY CENTRIC DAS REMOTE.UHF DUAL SUB BAND 470-512 MHz, +30dBm, 64 filters + 4 Adj sub bands, 2 optical port, NFPA, class A, AC, Band #1: 2.0MHz BW, Band #2 1.5MHz BW internal Duplexer ,UL2524 2nd Edition Listed FIPLEX BY HONEYWELL Fiber DAS | DH14EA-BA |  | Y | 10
HONBDA-R2A-T2H | 7241 | 00100001003700400048005100600077 | Y | N | Fiber DAS. OTA PUBLIC SAFETY CENTRIC DAS REMOTE.UHF 470-512 MHz, +37dBm, 64 filters + 4 Adj sub bands, 2 optical port, NFPA, class A, AC, 2MHz BW internal Duplexer ,UL2524 2nd Edition Listed FIPLEX BY HONEYWELL Fiber DAS | DH14EA-37 |  | Y | 10
HONBDA-R2A-TESGL | 7242 | 00100001003700400048005100600077 | Y | N | Fiber DAS. OTA PUBLIC SAFETY CENTRIC DAS REMOTE.UHF 470-472.6/473-475.6 & 482-482.7/485-485.7 & 506-506.7/509-509.7 MHz, +30dBm, 64 filters + 4 Adj sub bands, 2 optical ports, NFPA, class A, AC & DC, Internal Duplexer ,UL2524 2nd Edition Listed FIPLEX BY HONEYWELL Fiber DAS | DH14EA-BA |  | Y | 10
HONBDA-R2A-TESGH | 7243 | 00100001003700400048005100600077 | Y | N | Fiber DAS. OTA PUBLIC SAFETY CENTRIC DAS REMOTE.UHF 470-472.6/473-475.6 & 482-482.7/485-485.7 & 506-506.7/509-509.7 MHz, +37dBm, 64 filters + 4 Adj sub bands, 2 optical ports, NFPA, class A, AC & DC, Internal Duplexer ,UL2524 2nd Edition Listed FIPLEX BY HONEYWELL Fiber DAS | DH14EA-37 |  | Y | 10
HONBDA-R1D-VTNRWCH | 7584 | 00100001003700400048005100600076 | Y | N | Fiber DAS. OTA PUBLIC SAFETY CENTRIC DAS REMOTE DUAL BAND. VHF 136-174MHz & UHF 470-512MHz. VHF: +30dBm, UHF: +37dBm, 32filters + 2 Adj sub band per Band, 1 optical port, NFPA, DC, VHF: No Internal Duplexer, UHF: 483.4-484.5/486.4-487.5 & 488.5-489/491.5-4 ,UL2524 2nd Edition Listed FIPLEX BY HONEYWELL Fiber DAS | DH14ED-37 |  | Y | 10
HONBDA-R1D-VU304H | 7591 | 00100001003700400048005100600076 | Y | N | Fiber DAS. OTA PUBLIC SAFETY CENTRIC DAS REMOTE DUAL BAND. VHF 136-174MHz & UHF 450-470MHz. VHF: +30dBm, UHF: +37dBm, 32filters + 2 Adj sub band per Band, 1 optical port, NFPA, DC, VHF: 3.5MHz BW Internal Duplexer, UHF: DUAL SUB BAND, Band #1: 0.7MHz BW, B ,UL2524 2nd Edition Listed FIPLEX BY HONEYWELL Fiber DAS | DH14ED-37 |  | Y | 10
HONBDA-R1D-VU34G | 7218 | 00100001003700400048005100600076 | Y | N | Fiber DAS. OTA PUBLIC SAFETY CENTRIC DAS REMOTE DUAL BAND. VHF 136-174MHz & UHF 450-470MHz. VHF: +37dBm, UHF: +37dBm, 32filters + 2 Adj sub band per Band, 1 optical port, NFPA, DC, VHF: 3.5MHz BW Internal Duplexer, UHF: 4MHz BW Internal Duplexer ,UL2524 2nd Edition Listed FIPLEX BY HONEYWELL Fiber DAS | DH14ED-3737 |  | Y | 10
HONBDA-R1D-VU34H | 7594 | 00100001003700400048005100600076 | Y | N | Fiber DAS. OTA PUBLIC SAFETY CENTRIC DAS REMOTE DUAL BAND. VHF 136-174MHz & UHF 450-470MHz. VHF: +30dBm, UHF: +37dBm, 32filters + 2 Adj sub band per Band, 1 optical port, NFPA, DC, VHF: 3.5MHz BW Internal Duplexer, UHF: 4MHz BW Internal Duplexer ,UL2524 2nd Edition Listed FIPLEX BY HONEYWELL Fiber DAS | DH14ED-37 |  | Y | 10
HONBDA-R1D-VU3MDAH | 7596 | 00100001003700400048005100600076 | Y | N | Fiber DAS. OTA PUBLIC SAFETY CENTRIC DAS REMOTE DUAL BAND. VHF 136-174MHz & UHF 450-470MHz. VHF: +30dBm, UHF: +37dBm, 32filters + 2 Adj sub band per Band, 1 optical port, NFPA, DC, VHF: 3.5MHz BW Internal Duplexer, UHF: 453-454/458-459 & 460-462/465-467MHz ,UL2524 2nd Edition Listed FIPLEX BY HONEYWELL Fiber DAS | DH14ED-37 |  | Y | 10
HONBDA-R1D-VUN04H | 7597 | 00100001003700400048005100600076 | Y | N | Fiber DAS. OTA PUBLIC SAFETY CENTRIC DAS REMOTE DUAL BAND. VHF 136-174MHz & UHF 450-470MHz. VHF: +30dBm, UHF: +37dBm, 32filters + 2 Adj sub band per Band, 1 optical port, NFPA, DC, VHF: No Internal Duplexer, UHF: DUAL SUB BAND, Band #1: 0.7MHz BW, Band #2: ,UL2524 2nd Edition Listed FIPLEX BY HONEYWELL Fiber DAS | DH14ED-37 |  | Y | 10
HONBDA-R2A-U22L | 7250 | 00100001003700400048005100600077 | Y | N | Fiber DAS. OTA PUBLIC SAFETY CENTRIC DAS REMOTE DUAL SUB BAND.UHF 450-470 MHz, +30dBm, 64 filters + 4 Adj sub bands, 2 optical port, NFPA, class A, AC, Band #1: 2.0MHz BW, Band #2: 2.0MHz BW, internal Duplexer ,UL2524 2nd Edition Listed FIPLEX BY HONEYWELL Fiber DAS | DH14EA-BA |  | Y | 10
HONBDA-R2A-U22H | 7251 | 00100001003700400048005100600077 | Y | N | Fiber DAS. OTA PUBLIC SAFETY CENTRIC DAS REMOTE DUAL SUB BAND.UHF 450-470 MHz, +37dBm, 64 filters + 4 Adj sub bands, 2 optical port, NFPA, class A, AC, Band #1 2.0MHz BW, Band #2: 2.0MHz BW, internal Duplexer ,UL2524 2nd Edition Listed FIPLEX BY HONEYWELL Fiber DAS | DH14EA-37 |  | Y | 10
HONBDA-R2A-U2H | 7252 | 00100001003700400048005100600077 | Y | N | Fiber DAS. OTA PUBLIC SAFETY CENTRIC DAS REMOTE.UHF 450-470 MHz, +37dBm, 64 filters + 4 Adj sub bands, 2 optical port, NFPA, class A, AC, 2MHz BW internal Duplexer ,UL2524 2nd Edition Listed FIPLEX BY HONEYWELL Fiber DAS | DH14EA-37 |  | Y | 10
HONBDA-R1D-VUN4H | 7600 | 00100001003700400048005100600076 | Y | N | Fiber DAS. OTA PUBLIC SAFETY CENTRIC DAS REMOTE DUAL BAND. VHF 136-174MHz & UHF 450-470MHz. VHF: +30dBm, UHF: +37dBm, 32filters + 2 Adj sub band per Band, 1 optical port, NFPA, DC, VHF: No Internal Duplexer, UHF: 4MHz BW Internal Duplexer ,UL2524 2nd Edition Listed FIPLEX BY HONEYWELL Fiber DAS | DH14ED-37 |  | Y | 10
HONBDA-R1D-VUNMDAH | 7602 | 00100001003700400048005100600076 | Y | N | Fiber DAS. OTA PUBLIC SAFETY CENTRIC DAS REMOTE DUAL BAND. VHF 136-174MHz & UHF 450-470MHz. VHF: +30dBm, UHF: +37dBm, 32filters + 2 Adj sub band per Band, 1 optical port, NFPA, DC, VHF: No Internal Duplexer, UHF: 453-454/458-459 & 460-462/465-467MHz intern ,UL2524 2nd Edition Listed FIPLEX BY HONEYWELL Fiber DAS | DH14ED-37 |  | Y | 10
HONBDA-R1D-VUT3NH | 7214 | 00100001003700400048005100600076 | Y | N | Fiber DAS. OTA PUBLIC SAFETY CENTRIC DAS REMOTE DUAL BAND. VHF 136-174MHz & UHF 450-512MHz. VHF: +30dBm, UHF: +37dBm, 32filters + 2 Adj sub band per Band, 1 optical port, NFPA, DC, VHF: 3.5MHz BW Internal Duplexer, UHF: No Internal Duplexer ,UL2524 2nd Edition Listed FIPLEX BY HONEYWELL Fiber DAS | DH14ED-37 |  | Y | 10
HONBDA-R1D-VUTNNG | 7217 | 00100001003700400048005100600076 | Y | N | Fiber DAS. OTA PUBLIC SAFETY CENTRIC DAS REMOTE DUAL BAND. VHF 136-174MHz & UHF 450-512MHz. VHF: +37dBm, UHF: +37dBm, 32filters + 2 Adj sub band per Band, 1 optical port, NFPA, DC, VHF: No Internal Duplexer, UHF: No Internal Duplexer ,UL2524 2nd Edition Listed FIPLEX BY HONEYWELL Fiber DAS | DH14ED-3737 |  | Y | 10
HONBDA-R2A-UT02L | 7257 | 00100001003700400048005100600077 | Y | N | Fiber DAS. OTA PUBLIC SAFETY CENTRIC DAS REMOTE DUAL SUB BAND.UHF 450-512 MHz, +30dBm, 32 filters +2 Adj sub bands, 2 optical port, NFPA, class A, AC & DC, Band#1: 2.0MHz BW - Band #2: 0.7MHz BW, internal Duplexer ,UL2524 2nd Edition Listed FIPLEX BY HONEYWELL Fiber DAS | DH14EA-BA |  | Y | 10
HONBDA-R2A-UT002L | 7259 | 00100001003700400048005100600077 | Y | N | Fiber DAS. OTA PUBLIC SAFETY CENTRIC DAS REMOTE TRIPLE SUB BAND.UHF 450-512 MHz, +30dBm, 32 filters +2 Adj sub bands, 2 optical port, NFPA, class A, AC, Band#1: 2.0MHz BW - Band #2: 0.7MHz BW - Band#3: 0.7MHz BW, internal Duplexer ,UL2524 2nd Edition Listed FIPLEX BY HONEYWELL Fiber DAS | DH14EA-BA |  | Y | 10
HONBDA-R2A-UT002H | 7260 | 00100001003700400048005100600077 | Y | N | Fiber DAS. OTA PUBLIC SAFETY CENTRIC DAS REMOTE TRIPLE SUB BAND.UHF 450-512 MHz, +37dBm, 32 filters +2 Adj sub bands, 2 optical port, NFPA, class A, AC, Band#1: 2.0MHz BW - Band #2: 0.7MHz BW - Band#3: 0.7MHz BW, internal Duplexer ,UL2524 2nd Edition Listed FIPLEX BY HONEYWELL Fiber DAS | DH14EA-37 |  | Y | 10
HONBDA-R2A-UT012L | 7261 | 00100001003700400048005100600077 | Y | N | Fiber DAS. OTA PUBLIC SAFETY CENTRIC DAS REMOTE TRIPLE SUB BAND.UHF 450-512 MHz, +30dBm, 32 filters +2 Adj sub bands, 2 optical port, NFPA, class A, AC, Band#1: 2.0MHz BW - Band #2: 0.7MHz BW - Band#3: 1.5MHz BW, internal Duplexer ,UL2524 2nd Edition Listed FIPLEX BY HONEYWELL Fiber DAS | DH14EA-BA |  | Y | 10
HONBDA-R2A-UT012H | 7262 | 00100001003700400048005100600077 | Y | N | Fiber DAS. OTA PUBLIC SAFETY CENTRIC DAS REMOTE TRIPLE SUB BAND.UHF 450-512 MHz, +37dBm, 32 filters +2 Adj sub bands, 2 optical port, NFPA, class A, AC, Band#1: 2.0MHz BW - Band #2: 0.7MHz BW - Band#3: 1.5MHz BW, internal Duplexer ,UL2524 2nd Edition Listed FIPLEX BY HONEYWELL Fiber DAS | DH14EA-37 |  | Y | 10
HONBDA-R2A-UT02H | 7263 | 00100001003700400048005100600077 | Y | N | Fiber DAS. OTA PUBLIC SAFETY CENTRIC DAS REMOTE DUAL SUB BAND.UHF 450-512 MHz, +37dBm, 32 filters +2 Adj sub bands, 2 optical port, NFPA, class A, AC, Band#1: 2.0MHz BW - Band #2: 0.7MHz BW, internal Duplexer ,UL2524 2nd Edition Listed FIPLEX BY HONEYWELL Fiber DAS | DH14EA-37 |  | Y | 10
HONBDA-R2A-UT12L | 7264 | 00100001003700400048005100600077 | Y | N | Fiber DAS. OTA PUBLIC SAFETY CENTRIC DAS REMOTE DUAL SUB BAND.UHF 450-512 MHz, +30dBm, 32 filters +2 Adj sub bands, 2 optical port, NFPA, class A, AC & DC, Band#1: 2.0MHz BW - Band #2: 1.5MHz BW, internal Duplexer ,UL2524 2nd Edition Listed FIPLEX BY HONEYWELL Fiber DAS | DH14EA-BA |  | Y | 10
HONBDA-R2A-UT12H | 7265 | 00100001003700400048005100600077 | Y | N | Fiber DAS. OTA PUBLIC SAFETY CENTRIC DAS REMOTE DUAL SUB BAND.UHF 450-512 MHz, +37dBm, 32 filters +2 Adj sub bands, 2 optical port, NFPA, class A, AC, Band#1: 2.0MHz BW - Band #2: 1.5MHz BW, internal Duplexer ,UL2524 2nd Edition Listed FIPLEX BY HONEYWELL Fiber DAS | DH14EA-37 |  | Y | 10
HONBDA-R2A-UT22L | 7266 | 00100001003700400048005100600077 | Y | N | Fiber DAS. OTA PUBLIC SAFETY CENTRIC DAS REMOTE DUAL SUB BAND.UHF 450-512 MHz, +30dBm, 32 filters +2 Adj sub bands, 2 optical port, NFPA, class A, AC & DC, Band#1: 2.0MHz BW - Band #2: 2.0MHz BW, internal Duplexer ,UL2524 2nd Edition Listed FIPLEX BY HONEYWELL Fiber DAS | DH14EA-BA |  | Y | 10
HONBDA-R2A-UT22H | 7267 | 00100001003700400048005100600077 | Y | N | Fiber DAS. OTA PUBLIC SAFETY CENTRIC DAS REMOTE DUAL SUB BAND.UHF 450-512 MHz, +37dBm, 32 filters +2 Adj sub bands, 2 optical port, NFPA, class A, AC, Band#1: 2.0MHz BW - Band #2: 2.0MHz BW, internal Duplexer ,UL2524 2nd Edition Listed FIPLEX BY HONEYWELL Fiber DAS | DH14EA-37 |  | Y | 10
HONBDA-R1D-VUTNNH | 7603 | 00100001003700400048005100600076 | Y | N | Fiber DAS. OTA PUBLIC SAFETY CENTRIC DAS REMOTE DUAL BAND. VHF 136-174MHz & UHF 450-512MHz. VHF: +30dBm, UHF: +37dBm, 32filters + 2 Adj sub band per Band, 1 optical port, NFPA, DC, VHF: No Internal Duplexer, UHF: No Internal Duplexer ,UL2524 2nd Edition Listed FIPLEX BY HONEYWELL Fiber DAS | DH14ED-37 |  | Y | 10
HONBDA-R2A-L15H | 8503 | 001000010037004000480051006000770139 | Y | N | Fiber DAS. OTA PUBLIC SAFETY CENTRIC DAS REMOTE.UHF 380-400MHz, +37dBm, 64 filters + 4 Adj sub bands, 2 optical ports, NFPA, class A/B, AC, 5MHz internal Duplexer ,UL2524 2nd Edition Listed FIPLEX BY HONEYWELL Fiber DAS | DH13-A-L1-BA |  | Y | 10
HONBDA-R1D-T1H | 7554 | 00100001003700400048005100600077 | Y | N | Fiber DAS. OTA PUBLIC SAFETY CENTRIC DAS REMOTE.UHF 470-512 MHz, +37dBm, 64 filters + 4 Adj sub bands, 1 optical port, NFPA, class A, DC, 1.5MHz BW internal Duplexer ,UL2524 2nd Edition Listed FIPLEX BY HONEYWELL Fiber DAS | DH14ED-37 |  | Y | 10
HONBDA-R1D-T2H | 7555 | 00100001003700400048005100600077 | Y | N | Fiber DAS. OTA PUBLIC SAFETY CENTRIC DAS REMOTE.UHF 470-512 MHz, +37dBm, 64 filters + 4 Adj sub bands, 1 optical port, NFPA, class A, DC, 2MHz BW internal Duplexer ,UL2524 2nd Edition Listed FIPLEX BY HONEYWELL Fiber DAS | DH14ED-37 |  | Y | 10
HONBDA-R2A-L1NH | 8502 | 001000010037004000480051006000770139 | Y | N | Fiber DAS. OTA PUBLIC SAFETY CENTRIC DAS REMOTE.UHF 380-400MHz, +37dBm, 64 filters + 4 Adj sub bands, 2 optical ports, NFPA, class A/B, AC, No internal Duplexer ,UL2524 2nd Edition Listed FIPLEX BY HONEYWELL Fiber DAS | DH13-A-L1-BA |  | Y | 10
HONBDA-R2A-L22H | 8488 | 001000010037004000480051006000770139 | Y | N | Fiber DAS. OTA PUBLIC SAFETY CENTRIC DAS REMOTE.UHF 406-439MHz, +37dBm, 64 filters + 4 Adj sub bands, 2 optical ports, NFPA, class A/B, AC, 2MHz internal Duplexer ,UL2524 2nd Edition Listed FIPLEX BY HONEYWELL Fiber DAS | DH13-A-L2-BA |  | Y | 10
HONBDA-R1D-U2H | 7558 | 00100001003700400048005100600077 | Y | N | Fiber DAS. OTA PUBLIC SAFETY CENTRIC DAS REMOTE.UHF 450-470 MHz, +37dBm, 64 filters + 4 Adj sub bands, 1 optical port, NFPA, class A, DC, 2MHz BW internal Duplexer ,UL2524 2nd Edition Listed FIPLEX BY HONEYWELL Fiber DAS | DH14ED-37 |  | Y | 10
HONBDA-R2A-L25H | 8428 | 001000010037004000480051006000770139 | Y | N | Fiber DAS. OTA PUBLIC SAFETY CENTRIC DAS REMOTE.UHF 406-439MHz, +37dBm, 64 filters + 4 Adj sub bands, 2 optical ports, NFPA, class A/B, AC, 5MHz internal Duplexer ,UL2524 2nd Edition Listed FIPLEX BY HONEYWELL Fiber DAS | DH13-A-L2-BA |  | Y | 10
HONBDA-R2A-L2NH | 8391 | 001000010037004000480051006000770139 | Y | N | Fiber DAS. OTA PUBLIC SAFETY CENTRIC DAS REMOTE.UHF 406-439MHz, +37dBm, 64 filters + 4 Adj sub bands, 2 optical ports, NFPA, class A/B, AC, No internal Duplexer ,UL2524 2nd Edition Listed FIPLEX BY HONEYWELL Fiber DAS | DH13-A-L2-BA |  | Y | 10
HONBDA-R1D-UT02H | 7562 | 00100001003700400048005100600077 | Y | N | Fiber DAS. OTA PUBLIC SAFETY CENTRIC DAS REMOTE DUAL SUB BAND.UHF 450-512 MHz, +37dBm, 32 filters +2 Adj sub bands, 1 optical port, NFPA, class A, DC, Band#1: 2.0MHz BW - Band #2: 0.7MHz BW, internal Duplexer ,UL2524 2nd Edition Listed FIPLEX BY HONEYWELL Fiber DAS | DH14ED-37 |  | Y | 10
HONBDA-R1D-UT12H | 7563 | 00100001003700400048005100600077 | Y | N | Fiber DAS. OTA PUBLIC SAFETY CENTRIC DAS REMOTE DUAL SUB BAND.UHF 450-512 MHz, +37dBm, 32 filters +2 Adj sub bands, 1 optical port, NFPA, class A, DC, Band#1: 2.0MHz BW - Band #2: 1.5MHz BW, internal Duplexer ,UL2524 2nd Edition Listed FIPLEX BY HONEYWELL Fiber DAS | DH14ED-37 |  | Y | 10
HONBDA-R1D-UT22H | 7564 | 00100001003700400048005100600077 | Y | N | Fiber DAS. OTA PUBLIC SAFETY CENTRIC DAS REMOTE DUAL SUB BAND.UHF 450-512 MHz, +37dBm, 32 filters +2 Adj sub bands, 1 optical port, NFPA, class A, DC, Band#1: 2.0MHz BW - Band #2: 2.0MHz BW, internal Duplexer ,UL2524 2nd Edition Listed FIPLEX BY HONEYWELL Fiber DAS | DH14ED-37 |  | Y | 10
HONBDA-R2A-T00H | 7233 | 00100001003700400048005100600077 | Y | N | Fiber DAS. OTA PUBLIC SAFETY CENTRIC DAS REMOTE.UHF DUAL SUB BAND 470-512 MHz, +37dBm, 64 filters + 4 Adj sub bands, 2 optical port, NFPA, class A, AC, Band #1: 0.7MHz BW, Band #2 0.7MHz BW internal Duplexer ,UL2524 2nd Edition Listed FIPLEX BY HONEYWELL Fiber DAS | DH14EA-37 |  | Y | 10
HONBDA-R2A-T00L | 7232 | 00100001003700400048005100600077 | Y | N | Fiber DAS. OTA PUBLIC SAFETY CENTRIC DAS REMOTE.UHF DUAL SUB BAND 470-512 MHz, +30dBm, 64 filters + 4 Adj sub bands, 2 optical port, NFPA, class A, AC, Band #1: 0.7MHz BW, Band #2 0.7MHz BW internal Duplexer ,UL2524 2nd Edition Listed FIPLEX BY HONEYWELL Fiber DAS | DH14EA-BA |  | Y | 10
HONBDA-R2D-T1H | 7605 | 00100001003700400048005100600077 | Y | N | Fiber DAS. OTA PUBLIC SAFETY CENTRIC DAS REMOTE.UHF 470-512 MHz, +37dBm, 64 filters + 4 Adj sub bands, 2 optical port, NFPA, class A, DC, 1.5MHz BW internal Duplexer ,UL2524 2nd Edition Listed FIPLEX BY HONEYWELL Fiber DAS | DH14ED-37 |  | Y | 10
HONBDA-R2D-T2H | 7606 | 00100001003700400048005100600077 | Y | N | Fiber DAS. OTA PUBLIC SAFETY CENTRIC DAS REMOTE.UHF 470-512 MHz, +37dBm, 64 filters + 4 Adj sub bands, 2 optical port, NFPA, class A, DC, 2MHz BW internal Duplexer ,UL2524 2nd Edition Listed FIPLEX BY HONEYWELL Fiber DAS | DH14ED-37 |  | Y | 10
HONBDA-R2A-T0H | 7235 | 00100001003700400048005100600077 | Y | N | Fiber DAS. OTA PUBLIC SAFETY CENTRIC DAS REMOTE.UHF 470-512 MHz, +37dBm, 64 filters + 4 Adj sub bands, 2 optical port, NFPA, class A, AC, 0.7MHz BW internal Duplexer ,UL2524 2nd Edition Listed FIPLEX BY HONEYWELL Fiber DAS | DH14EA-37 |  | Y | 10
HONBDA-R2A-T0L | 7225 | 00100001003700400048005100600077 | Y | N | Fiber DAS. OTA PUBLIC SAFETY CENTRIC DAS REMOTE.UHF 470-512 MHz, +30dBm, 64 filters + 4 Adj sub bands, 2 optical port, NFPA, class A, AC & DC, 0.7MHz BW internal Duplexer ,UL2524 2nd Edition Listed FIPLEX BY HONEYWELL Fiber DAS | DH14CA |  | Y | 10
HONBDA-R2D-U2H | 7609 | 00100001003700400048005100600077 | Y | N | Fiber DAS. OTA PUBLIC SAFETY CENTRIC DAS REMOTE.UHF 450-470 MHz, +37dBm, 64 filters + 4 Adj sub bands, 2 optical port, NFPA, class A, DC, 2MHz BW internal Duplexer ,UL2524 2nd Edition Listed FIPLEX BY HONEYWELL Fiber DAS | DH14ED-37 |  | Y | 10
HONBDA-R2A-TRWCH | 7245 | 00100001003700400048005100600077 | Y | N | Fiber DAS. OTA PUBLIC SAFETY CENTRIC DAS REMOTE.UHF 483.4-484.5/486.4-487.5 & 488.5-489/491.5-492 MHz, +37dBm, 64 filters + 4 Adj sub bands, 2 optical port, NFPA, class A, AC, Internal Duplexer ,UL2524 2nd Edition Listed FIPLEX BY HONEYWELL Fiber DAS | DH14EA-37 |  | Y | 10
HONBDA-R2A-TRWCL | 7244 | 00100001003700400048005100600077 | Y | N | Fiber DAS. OTA PUBLIC SAFETY CENTRIC DAS REMOTE.UHF 483.4-484.5/486.4-487.5 & 488.5-489/491.5-492 MHz, +30dBm, 64 filters + 4 Adj sub bands, 2 optical port, NFPA, class A, AC & DC, Internal Duplexer ,UL2524 2nd Edition Listed FIPLEX BY HONEYWELL Fiber DAS | DH14EA-BA |  | Y | 10
HONBDA-R2D-UT02H | 7612 | 00100001003700400048005100600077 | Y | N | Fiber DAS. OTA PUBLIC SAFETY CENTRIC DAS REMOTE DUAL SUB BAND.UHF 450-512 MHz, +37dBm, 32 filters +2 Adj sub bands, 2 optical port, NFPA, class A, DC, Band#1: 2.0MHz BW - Band #2: 0.7MHz BW, internal Duplexer ,UL2524 2nd Edition Listed FIPLEX BY HONEYWELL Fiber DAS | DH14ED-37 |  | Y | 10
HONBDA-R2D-UT12H | 7613 | 00100001003700400048005100600077 | Y | N | Fiber DAS. OTA PUBLIC SAFETY CENTRIC DAS REMOTE DUAL SUB BAND.UHF 450-512 MHz, +37dBm, 32 filters +2 Adj sub bands, 2 optical port, NFPA, class A, DC, Band#1: 2.0MHz BW - Band #2: 1.5MHz BW, internal Duplexer ,UL2524 2nd Edition Listed FIPLEX BY HONEYWELL Fiber DAS | DH14ED-37 |  | Y | 10
HONBDA-R2D-UT22H | 7614 | 00100001003700400048005100600077 | Y | N | Fiber DAS. OTA PUBLIC SAFETY CENTRIC DAS REMOTE DUAL SUB BAND.UHF 450-512 MHz, +37dBm, 32 filters +2 Adj sub bands, 2 optical port, NFPA, class A, DC, Band#1: 2.0MHz BW - Band #2: 2.0MHz BW, internal Duplexer ,UL2524 2nd Edition Listed FIPLEX BY HONEYWELL Fiber DAS | DH14ED-37 |  | Y | 10
HONBDA-R2A-TWMOH | 7247 | 00100001003700400048005100600077 | Y | N | Fiber DAS. OTA PUBLIC SAFETY CENTRIC DAS REMOTE.UHF 489-491/492-494 & 496.3-497/499.3-500 MHz, +37dBm, 64 filters + 4 Adj sub bands, 2 optical port, NFPA, class A, AC, Internal Duplexer ,UL2524 2nd Edition Listed FIPLEX BY HONEYWELL Fiber DAS | DH14EA-37 |  | Y | 10
HONBDA-R1A-UTMDA0L | 7736 | 00100001003700400048005100600077 | Y | N | Fiber DAS. OTA PUBLIC SAFETY CENTRIC DAS REMOTE.UHF 453-454/458-459 & 460-462/465-467 MHz & 0.7MHz BW in 470-512 MHz , +30dBm, 64 filters + 4 Adj sub bands, 1 optical ports, NFPA, class A, AC & DC, Internal Duplexer ,UL2524 2nd Edition Listed FIPLEX BY HONEYWELL Fiber DAS | DH14EA-BA |  | Y | 10
HONBDA-R1A-UTMDA0H | 7737 | 00100001003700400048005100600077 | Y | N | Fiber DAS. OTA PUBLIC SAFETY CENTRIC DAS REMOTE.UHF 453-454/458-459 & 460-462/465-467 MHz & 0.7MHz BW in 470-512 MHz , +37dBm, 64 filters + 4 Adj sub bands, 1 optical ports, NFPA, class A, AC, Internal Duplexer ,UL2524 2nd Edition Listed FIPLEX BY HONEYWELL Fiber DAS | DH14EA-37 |  | Y | 10
HONBDA-R2A-UMDA0L | 7738 | 00100001003700400048005100600077 | Y | N | Fiber DAS. OTA PUBLIC SAFETY CENTRIC DAS REMOTE.UHF 453-454/458-459 & 460-462/465-467 MHz & 0.7MHz BW in 470-512 MHz , +30dBm, 64 filters + 4 Adj sub bands, 2 optical ports, NFPA, class A, AC & DC, Internal Duplexer ,UL2524 2nd Edition Listed FIPLEX BY HONEYWELL Fiber DAS | DH14EA-BA |  | Y | 10
HONBDA-R2A-UMDA0H | 7739 | 00100001003700400048005100600077 | Y | N | Fiber DAS. OTA PUBLIC SAFETY CENTRIC DAS REMOTE.UHF 453-454/458-459 & 460-462/465-467 MHz & 0.7MHz BW in 470-512 MHz , +37dBm, 64 filters + 4 Adj sub bands, 2 optical ports, NFPA, class A, AC, Internal Duplexer ,UL2524 2nd Edition Listed FIPLEX BY HONEYWELL Fiber DAS | DH14EA-37 |  | Y | 10
HONBDA-R1D-UTMDA0H | 7740 | 00100001003700400048005100600077 | Y | N | Fiber DAS. OTA PUBLIC SAFETY CENTRIC DAS REMOTE.UHF 453-454/458-459 & 460-462/465-467 MHz & 0.7MHz BW in 470-512 MHz , +37dBm, 64 filters + 4 Adj sub bands, 1 optical ports, NFPA, class A, DC, Internal Duplexer ,UL2524 2nd Edition Listed FIPLEX BY HONEYWELL Fiber DAS | DH14ED-37 |  | Y | 10
HONBDA-R2D-UMDA0H | 7741 | 00100001003700400048005100600077 | Y | N | Fiber DAS. OTA PUBLIC SAFETY CENTRIC DAS REMOTE.UHF 453-454/458-459 & 460-462/465-467 MHz & 0.7MHz BW in 470-512 MHz , +37dBm, 64 filters + 4 Adj sub bands, 2 optical ports, NFPA, class A, DC, Internal Duplexer ,UL2524 2nd Edition Listed FIPLEX BY HONEYWELL Fiber DAS | DH14ED-37 |  | Y | 10
HONBDA-R2A-TWMOL | 7246 | 00100001003700400048005100600077 | Y | N | Fiber DAS. OTA PUBLIC SAFETY CENTRIC DAS REMOTE.UHF 489-491/492-494 & 496.3-497/499.3-500 MHz, +30dBm, 64 filters + 4 Adj sub bands, 2 optical port, NFPA, class A, AC & DC, Internal Duplexer ,UL2524 2nd Edition Listed FIPLEX BY HONEYWELL Fiber DAS | DH14EA-BA |  | Y | 10
HONBDA-R2A-U04H | 7249 | 00100001003700400048005100600077 | Y | N | Fiber DAS. OTA PUBLIC SAFETY CENTRIC DAS REMOTE DUAL SUB BAND.UHF 450-470 MHz, +37dBm, 64 filters + 4 Adj sub bands, 2 optical port, NFPA, class A, AC, Band #1 0.7MHz BW, Band #2: 4MHz BW, internal Duplexer ,UL2524 2nd Edition Listed FIPLEX BY HONEYWELL Fiber DAS | DH14EA-37 |  | Y | 10
HONBDA-R2A-U04L | 7248 | 00100001003700400048005100600077 | Y | N | Fiber DAS. OTA PUBLIC SAFETY CENTRIC DAS REMOTE DUAL SUB BAND.UHF 450-470 MHz, +30dBm, 64 filters + 4 Adj sub bands, 2 optical port, NFPA, class A, AC, Band #1: 0.7MHz BW, Band #2: 4MHz BW, internal Duplexer ,UL2524 2nd Edition Listed FIPLEX BY HONEYWELL Fiber DAS | DH14EA-BA |  | Y | 10
HONBDA-R2A-U4H | 7254 | 00100001003700400048005100600077 | Y | N | Fiber DAS. OTA PUBLIC SAFETY CENTRIC DAS REMOTE.UHF 450-470 MHz, +37dBm, 64 filters + 4 Adj sub bands, 2 optical port, NFPA, class A, AC, 4MHz BW internal Duplexer ,UL2524 2nd Edition Listed FIPLEX BY HONEYWELL Fiber DAS | DH14EA-37 |  | Y | 10
HONBDA-R2A-U4L | 7253 | 00100001003700400048005100600077 | Y | N | Fiber DAS. OTA PUBLIC SAFETY CENTRIC DAS REMOTE.UHF 450-470 MHz, +30dBm, 64 filters + 4 Adj sub bands, 2 optical port, NFPA, class A, AC & DC, 4MHz BW internal Duplexer ,UL2524 2nd Edition Listed FIPLEX BY HONEYWELL Fiber DAS | DH14EA-BA |  | Y | 10
HONBDA-R2A-UMDAH | 7256 | 00100001003700400048005100600077 | Y | N | Fiber DAS. OTA PUBLIC SAFETY CENTRIC DAS REMOTE.UHF 453-454/458-459 & 460-462/465-467 MHz, +37dBm, 64 filters + 4 Adj sub bands, 2 optical port, NFPA, class A, AC, Internal Duplexer ,UL2524 2nd Edition Listed FIPLEX BY HONEYWELL Fiber DAS | DH14EA-37 |  | Y | 10
HONBDA-R2A-UMDAL | 7255 | 00100001003700400048005100600077 | Y | N | Fiber DAS. OTA PUBLIC SAFETY CENTRIC DAS REMOTE.UHF 453-454/458-459 & 460-462/465-467 MHz, +30dBm, 64 filters + 4 Adj sub bands, 2 optical port, NFPA, class A, AC & DC, Internal Duplexer ,UL2524 2nd Edition Listed FIPLEX BY HONEYWELL Fiber DAS | DH14EA-BA |  | Y | 10
HONBDA-R2A-UTNH | 7268 | 00100001003700400048005100600077 | Y | N | Fiber DAS. OTA PUBLIC SAFETY CENTRIC DAS REMOTE.UHF 450-512 MHz, +37dBm, 64 filters + 4 Adj sub bands, 2 optical port, NFPA, class A, AC, No internal Duplexer ,UL2524 2nd Edition Listed FIPLEX BY HONEYWELL Fiber DAS | DH14EA-37 |  | Y | 10
HONBDA-R2A-UTNL | 7228 | 00100001003700400048005100600077 | Y | N | Fiber DAS. OTA PUBLIC SAFETY CENTRIC DAS REMOTE.UHF 450-512 MHz, +30dBm, 64 filters + 4 Adj sub bands, 2 optical port, NFPA, class A, AC & DC, No internal Duplexer ,UL2524 2nd Edition Listed FIPLEX BY HONEYWELL Fiber DAS | DH14CA |  | Y | 10
HONBDA-R2A-V2S | 7270 | 00100001003700400048005100600078 | Y | N | Fiber DAS. OTA PUBLIC SAFETY CENTRIC DAS REMOTE.VHF 136-174MHz, +33dBm, 64 filters + 4 Adj sub bands, 2 optical port, NFPA, class A, AC, 2MHz BW internal Duplexer ,UL2524 2nd Edition Listed FIPLEX BY HONEYWELL Fiber DAS | DH14EA-3737 |  | Y | 10
HONBDA-R2A-V3H | 7271 | 00100001003700400048005100600078 | Y | N | Fiber DAS. OTA PUBLIC SAFETY CENTRIC DAS REMOTE.VHF 136-174MHz, +30dBm, 64 filters + 4 Adj sub bands, 2 optical port, NFPA, class A, AC & DC, 3.5MHz BW internal Duplexer ,UL2524 2nd Edition Listed FIPLEX BY HONEYWELL Fiber DAS | DH14CA |  | Y | 10
HONBDA-R2A-V3L | 7230 | 00100001003700400048005100600078 | Y | N | Fiber DAS. OTA PUBLIC SAFETY CENTRIC DAS REMOTE.VHF 136-174MHz, +24dBm, 64 filters + 4 Adj sub bands, 2 optical port, NFPA, class A, AC & DC, 3.5MHz BW internal Duplexer ,UL2524 2nd Edition Listed FIPLEX BY HONEYWELL Fiber DAS | DH14CA |  | Y | 10
HONBDA-R2A-VNH | 7272 | 00100001003700400048005100600078 | Y | N | Fiber DAS. OTA PUBLIC SAFETY CENTRIC DAS REMOTE.VHF 136-174MHz, +30dBm, 64 filters + 4 Adj sub bands, 2 optical port, NFPA, class A, AC & DC, No Internal Duplexer ,UL2524 2nd Edition Listed FIPLEX BY HONEYWELL Fiber DAS | DH14CA |  | Y | 10
HONBDA-R2A-VNL | 7231 | 00100001003700400048005100600078 | Y | N | Fiber DAS. OTA PUBLIC SAFETY CENTRIC DAS REMOTE.VHF 136-174MHz, +24dBm, 64 filters + 4 Adj sub bands, 2 optical port, NFPA, class A, AC & DC, No Internal Duplexer ,UL2524 2nd Edition Listed FIPLEX BY HONEYWELL Fiber DAS | DH14CA |  | Y | 10
HONBDA-R2A-VT300H | 7288 | 00100001003700400048005100600076 | Y | N | Fiber DAS. OTA PUBLIC SAFETY CENTRIC DAS REMOTE DUAL BAND. VHF 136-174MHz & UHF 470-512MHz. VHF: +30dBm, UHF: +37dBm, 32filters + 2 Adj sub band per Band, 2 optical port, NFPA, AC, VHF: 3.5MHz BW Internal Duplexer, UHF: DUAL SUB BAND, Each Band 0.7MHz BW, ,UL2524 2nd Edition Listed FIPLEX BY HONEYWELL Fiber DAS | DH14EA-37 |  | Y | 10
HONBDA-R2A-VT300L | 7287 | 00100001003700400048005100600076 | Y | N | Fiber DAS. OTA PUBLIC SAFETY CENTRIC DAS REMOTE DUAL BAND. VHF 136-174MHz & UHF 470-512MHz. VHF: +24dBm, UHF: +30dBm, 32filters + 2 Adj sub band per Band, 2 optical port, NFPA, AC & DC, VHF: 3.5MHz BW Internal Duplexer, UHF: DUAL SUB BAND, Each Band 0.7MHz ,UL2524 2nd Edition Listed FIPLEX BY HONEYWELL Fiber DAS | DH14EA-BA |  | Y | 10
HONBDA-R2A-VT30H | 7289 | 00100001003700400048005100600076 | Y | N | Fiber DAS. OTA PUBLIC SAFETY CENTRIC DAS REMOTE DUAL BAND. VHF 136-174MHz & UHF 470-512MHz. VHF: +30dBm, UHF: +37dBm, 32filters + 2 Adj sub band per Band, 2 optical port, NFPA, AC, VHF: 3.5MHz BW Internal Duplexer, UHF: 0.7MHz BW Internal Duplexer ,UL2524 2nd Edition Listed FIPLEX BY HONEYWELL Fiber DAS | DH14EA-37 |  | Y | 10
HONBDA-R2A-VT30L | 7286 | 00100001003700400048005100600076 | Y | N | Fiber DAS. OTA PUBLIC SAFETY CENTRIC DAS REMOTE DUAL BAND. VHF 136-174MHz & UHF 470-512MHz. VHF: +24dBm, UHF: +30dBm, 32filters + 2 Adj sub band per Band, 2 optical port, NFPA, AC & DC, VHF: 3.5MHz BW Internal Duplexer, UHF: 0.7MHz BW Internal Duplexer ,UL2524 2nd Edition Listed FIPLEX BY HONEYWELL Fiber DAS | DH14EA-BA |  | Y | 10
HONBDA-R2A-VT3RWCH | 7297 | 00100001003700400048005100600076 | Y | N | Fiber DAS. OTA PUBLIC SAFETY CENTRIC DAS REMOTE DUAL BAND. VHF 136-174MHz & UHF 470-512MHz. VHF: +30dBm, UHF: +37dBm, 32filters + 2 Adj sub band per Band, 2 optical port, NFPA, AC, VHF: 3.5MHz BW Internal Duplexer, UHF: 483.4-484.5/486.4-487.5 & 488.5-489/ ,UL2524 2nd Edition Listed FIPLEX BY HONEYWELL Fiber DAS | DH14EA-37 |  | Y | 10
HONBDA-R2A-VT3RWCL | 7296 | 00100001003700400048005100600076 | Y | N | Fiber DAS. OTA PUBLIC SAFETY CENTRIC DAS REMOTE DUAL BAND. VHF 136-174MHz & UHF 470-512MHz. VHF: +24dBm, UHF: +30dBm, 32filters + 2 Adj sub band per Band, 2 optical port, NFPA, AC & DC, VHF: 3.5MHz BW Internal Duplexer, UHF: 483.4-484.5/486.4-487.5 & 488.5 ,UL2524 2nd Edition Listed FIPLEX BY HONEYWELL Fiber DAS | DH14EA-BA |  | Y | 10
HONBDA-R2A-VTN00H | 7301 | 00100001003700400048005100600076 | Y | N | Fiber DAS. OTA PUBLIC SAFETY CENTRIC DAS REMOTE DUAL BAND. VHF 136-174MHz & UHF 470-512MHz. VHF: +30dBm, UHF: +37dBm, 32filters + 2 Adj sub band per Band, 2 optical port, NFPA, AC, VHF: No Internal Duplexer, UHF: DUAL SUB BAND, Each Band 0.7MHz BW, interna ,UL2524 2nd Edition Listed FIPLEX BY HONEYWELL Fiber DAS | DH14EA-37 |  | Y | 10
HONBDA-R2A-VTN00L | 7299 | 00100001003700400048005100600076 | Y | N | Fiber DAS. OTA PUBLIC SAFETY CENTRIC DAS REMOTE DUAL BAND. VHF 136-174MHz & UHF 470-512MHz. VHF: +24dBm, UHF: +30dBm, 32filters + 2 Adj sub band per Band, 2 optical port, NFPA, AC & DC, VHF: No Internal Duplexer, UHF: DUAL SUB BAND, Each Band 0.7MHz BW, in ,UL2524 2nd Edition Listed FIPLEX BY HONEYWELL Fiber DAS | DH14EA-BA |  | Y | 10
HONBDA-R2A-VTN0H | 7302 | 00100001003700400048005100600076 | Y | N | Fiber DAS. OTA PUBLIC SAFETY CENTRIC DAS REMOTE DUAL BAND. VHF 136-174MHz & UHF 470-512MHz. VHF: +30dBm, UHF: +37dBm, 32filters + 2 Adj sub band per Band, 2 optical port, NFPA, AC, VHF: No Internal Duplexer, UHF: 0.7MHz BW Internal Duplexer ,UL2524 2nd Edition Listed FIPLEX BY HONEYWELL Fiber DAS | DH14EA-37 |  | Y | 10
HONBDA-R2A-VTN0L | 7298 | 00100001003700400048005100600076 | Y | N | Fiber DAS. OTA PUBLIC SAFETY CENTRIC DAS REMOTE DUAL BAND. VHF 136-174MHz & UHF 470-512MHz. VHF: +24dBm, UHF: +30dBm, 32filters + 2 Adj sub band per Band, 2 optical port, NFPA, AC & DC, VHF: No Internal Duplexer, UHF: 0.7MHz BW Internal Duplexer ,UL2524 2nd Edition Listed FIPLEX BY HONEYWELL Fiber DAS | DH14EA-BA |  | Y | 10
HONBDA-R2A-VTNRWCH | 7310 | 00100001003700400048005100600076 | Y | N | Fiber DAS. OTA PUBLIC SAFETY CENTRIC DAS REMOTE DUAL BAND. VHF 136-174MHz & UHF 470-512MHz. VHF: +30dBm, UHF: +37dBm, 32filters + 2 Adj sub band per Band, 2 optical port, NFPA, AC, VHF: No Internal Duplexer, UHF: 483.4-484.5/486.4-487.5 & 488.5-489/491.5-4 ,UL2524 2nd Edition Listed FIPLEX BY HONEYWELL Fiber DAS | DH14EA-37 |  | Y | 10
HONBDA-R2A-VTNRWCL | 7309 | 00100001003700400048005100600076 | Y | N | Fiber DAS. OTA PUBLIC SAFETY CENTRIC DAS REMOTE DUAL BAND. VHF 136-174MHz & UHF 470-512MHz. VHF: +24dBm, UHF: +30dBm, 32filters + 2 Adj sub band per Band, 2 optical port, NFPA, AC & DC, VHF: No Internal Duplexer, UHF: 483.4-484.5/486.4-487.5 & 488.5-489/49 ,UL2524 2nd Edition Listed FIPLEX BY HONEYWELL Fiber DAS | DH14EA-BA |  | Y | 10
HONBDA-R2A-VU304H | 7323 | 00100001003700400048005100600076 | Y | N | Fiber DAS. OTA PUBLIC SAFETY CENTRIC DAS REMOTE DUAL BAND. VHF 136-174MHz & UHF 450-470MHz. VHF: +30dBm, UHF: +37dBm, 32filters + 2 Adj sub band per Band, 2 optical port, NFPA, AC, VHF: 3.5MHz BW Internal Duplexer, UHF: DUAL SUB BAND, Band #1: 0.7MHz BW, B ,UL2524 2nd Edition Listed FIPLEX BY HONEYWELL Fiber DAS | DH14EA-37 |  | Y | 10
HONBDA-R2A-VU304L | 7200 | 00100001003700400048005100600076 | Y | N | Fiber DAS. OTA PUBLIC SAFETY CENTRIC DAS REMOTE DUAL BAND. VHF 136-174MHz & UHF 450-470MHz. VHF: +24dBm, UHF: +30dBm, 32filters + 2 Adj sub band per Band, 2 optical port, NFPA, AC & DC, VHF: 3.5MHz BW Internal Duplexer, UHF: DUAL SUB BAND, Band #1: 0.7MHz BW, Band #2: 4MHz BW ,UL2524 2nd Edition Listed FIPLEX BY HONEYWELL Fiber DAS | DH14EA-BA |  | Y | 10
HONBDA-R2A-VU34H | 7328 | 00100001003700400048005100600076 | Y | N | Fiber DAS. OTA PUBLIC SAFETY CENTRIC DAS REMOTE DUAL BAND. VHF 136-174MHz & UHF 450-470MHz. VHF: +30dBm, UHF: +37dBm, 32filters + 2 Adj sub band per Band, 2 optical port, NFPA, AC, VHF: 3.5MHz BW Internal Duplexer, UHF: 4MHz BW Internal Duplexer ,UL2524 2nd Edition Listed FIPLEX BY HONEYWELL Fiber DAS | DH14EA-37 |  | Y | 10
HONBDA-R2A-VU34L | 7327 | 00100001003700400048005100600076 | Y | N | Fiber DAS. OTA PUBLIC SAFETY CENTRIC DAS REMOTE DUAL BAND. VHF 136-174MHz & UHF 450-470MHz. VHF: +24dBm, UHF: +30dBm, 32filters + 2 Adj sub band per Band, 2 optical port, NFPA, AC & DC, VHF: 3.5MHz BW Internal Duplexer, UHF: 4MHz BW Internal Duplexer ,UL2524 2nd Edition Listed FIPLEX BY HONEYWELL Fiber DAS | DH14EA-BA |  | Y | 10
HONBDA-R2A-VU3MDAH | 7332 | 00100001003700400048005100600076 | Y | N | Fiber DAS. OTA PUBLIC SAFETY CENTRIC DAS REMOTE DUAL BAND. VHF 136-174MHz & UHF 450-470MHz. VHF: +30dBm, UHF: +37dBm, 32filters + 2 Adj sub band per Band, 2 optical port, NFPA, AC, VHF: 3.5MHz BW Internal Duplexer, UHF: 453-454/458-459 & 460-462/465-467MHz ,UL2524 2nd Edition Listed FIPLEX BY HONEYWELL Fiber DAS | DH14EA-37 |  | Y | 10
HONBDA-R2A-VU3MDAL | 7331 | 00100001003700400048005100600076 | Y | N | Fiber DAS. OTA PUBLIC SAFETY CENTRIC DAS REMOTE DUAL BAND. VHF 136-174MHz & UHF 450-470MHz. VHF: +24dBm, UHF: +30dBm, 32filters + 2 Adj sub band per Band, 2 optical port, NFPA, AC & DC, VHF: 3.5MHz BW Internal Duplexer, UHF: 453-454/458-459 & 460-462/465-4 ,UL2524 2nd Edition Listed FIPLEX BY HONEYWELL Fiber DAS | DH14EA-BA |  | Y | 10
HONBDA-R2A-VUN04H | 7334 | 00100001003700400048005100600076 | Y | N | Fiber DAS. OTA PUBLIC SAFETY CENTRIC DAS REMOTE DUAL BAND. VHF 136-174MHz & UHF 450-470MHz. VHF: +30dBm, UHF: +37dBm, 32filters + 2 Adj sub band per Band, 2 optical port, NFPA, AC, VHF: No Internal Duplexer, UHF: DUAL SUB BAND, Band #1: 0.7MHz BW, Band #2: ,UL2524 2nd Edition Listed FIPLEX BY HONEYWELL Fiber DAS | DH14EA-37 |  | Y | 10
HONBDA-R2A-VUN04L | 7333 | 00100001003700400048005100600076 | Y | N | Fiber DAS. OTA PUBLIC SAFETY CENTRIC DAS REMOTE DUAL BAND. VHF 136-174MHz & UHF 450-470MHz. VHF: +24dBm, UHF: +30dBm, 32filters + 2 Adj sub band per Band, 2 optical port, NFPA, AC & DC, VHF: No Internal Duplexer, UHF: DUAL SUB BAND, Band #1: 0.7MHz BW, Ban ,UL2524 2nd Edition Listed FIPLEX BY HONEYWELL Fiber DAS | DH14EA-BA |  | Y | 10
HONBDA-R2A-VUN4H | 7340 | 00100001003700400048005100600076 | Y | N | Fiber DAS. OTA PUBLIC SAFETY CENTRIC DAS REMOTE DUAL BAND. VHF 136-174MHz & UHF 450-470MHz. VHF: +30dBm, UHF: +37dBm, 32filters + 2 Adj sub band per Band, 2 optical port, NFPA, AC, VHF: No Internal Duplexer, UHF: 4MHz BW Internal Duplexer ,UL2524 2nd Edition Listed FIPLEX BY HONEYWELL Fiber DAS | DH14EA-37 |  | Y | 10
HONBDA-R2A-VUN4L | 7339 | 00100001003700400048005100600076 | Y | N | Fiber DAS. OTA PUBLIC SAFETY CENTRIC DAS REMOTE DUAL BAND. VHF 136-174MHz & UHF 450-470MHz. VHF: +24dBm, UHF: +30dBm, 32filters + 2 Adj sub band per Band, 2 optical port, NFPA, AC & DC, VHF: No Internal Duplexer, UHF: 4MHz BW Internal Duplexer ,UL2524 2nd Edition Listed FIPLEX BY HONEYWELL Fiber DAS | DH14EA-BA |  | Y | 10
HONBDA-R2A-VUNMDAH | 7344 | 00100001003700400048005100600076 | Y | N | Fiber DAS. OTA PUBLIC SAFETY CENTRIC DAS REMOTE DUAL BAND. VHF 136-174MHz & UHF 450-470MHz. VHF: +30dBm, UHF: +37dBm, 32filters + 2 Adj sub band per Band, 2 optical port, NFPA, AC, VHF: No Internal Duplexer, UHF: 453-454/458-459 & 460-462/465-467MHz intern ,UL2524 2nd Edition Listed FIPLEX BY HONEYWELL Fiber DAS | DH14EA-37 |  | Y | 10
HONBDA-R2A-VUNMDAL | 7343 | 00100001003700400048005100600076 | Y | N | Fiber DAS. OTA PUBLIC SAFETY CENTRIC DAS REMOTE DUAL BAND. VHF 136-174MHz & UHF 450-470MHz. VHF: +24dBm, UHF: +30dBm, 32filters + 2 Adj sub band per Band, 2 optical port, NFPA, AC & DC, VHF: No Internal Duplexer, UHF: 453-454/458-459 & 460-462/465-467MHz i ,UL2524 2nd Edition Listed FIPLEX BY HONEYWELL Fiber DAS | DH14EA-BA |  | Y | 10
HONBDA-R2A-VUT3NH | 7222 | 00100001003700400048005100600076 | Y | N | Fiber DAS. OTA PUBLIC SAFETY CENTRIC DAS REMOTE DUAL BAND. VHF 136-174MHz & UHF 450-512MHz. VHF: +30dBm, UHF: +37dBm, 32filters + 2 Adj sub band per Band, 2 optical port, NFPA, AC, VHF: 3.5MHz BW Internal Duplexer, UHF: No Internal Duplexer ,UL2524 2nd Edition Listed FIPLEX BY HONEYWELL Fiber DAS | DH14EA-37 |  | Y | 10
HONBDA-R2A-VUT3NL | 7346 | 00100001003700400048005100600076 | Y | N | Fiber DAS. OTA PUBLIC SAFETY CENTRIC DAS REMOTE DUAL BAND. VHF 136-174MHz & UHF 450-512MHz. VHF: +24dBm, UHF: +30dBm, 32filters + 2 Adj sub band per Band, 2 optical port, NFPA, AC & DC, VHF: 3.5MHz BW Internal Duplexer, UHF: No Internal Duplexer ,UL2524 2nd Edition Listed FIPLEX BY HONEYWELL Fiber DAS | DH14EA-BA |  | Y | 10
HONBDA-R2A-VUTNNH | 7348 | 00100001003700400048005100600076 | Y | N | Fiber DAS. OTA PUBLIC SAFETY CENTRIC DAS REMOTE DUAL BAND. VHF 136-174MHz & UHF 450-512MHz. VHF: +30dBm, UHF: +37dBm, 32filters + 2 Adj sub band per Band, 2 optical port, NFPA, AC, VHF: No Internal Duplexer, UHF: No Internal Duplexer ,UL2524 2nd Edition Listed FIPLEX BY HONEYWELL Fiber DAS | DH14EA-37 |  | Y | 10
HONBDA-R2A-VUTNNL | 7347 | 00100001003700400048005100600076 | Y | N | Fiber DAS. OTA PUBLIC SAFETY CENTRIC DAS REMOTE DUAL BAND. VHF 136-174MHz & UHF 450-512MHz. VHF: +24dBm, UHF: +30dBm, 32filters + 2 Adj sub band per Band, 2 optical port, NFPA, AC & DC, VHF: No Internal Duplexer, UHF: No Internal Duplexer ,UL2524 2nd Edition Listed FIPLEX BY HONEYWELL Fiber DAS | DH14EA-BA |  | Y | 10
HONBDA-R2D-L15H | 8505 | 001000010037004000480051006000770139 | Y | N | Fiber DAS. OTA PUBLIC SAFETY CENTRIC DAS REMOTE.UHF 380-400MHz, +37dBm, 64 filters + 4 Adj sub bands, 2 optical ports, NFPA, class A/B, DC, 5MHz internal Duplexer ,UL2524 2nd Edition Listed FIPLEX BY HONEYWELL Fiber DAS | DH13-D-L1-BA |  | Y | 10
HONBDA-R2D-L1NH | 8504 | 001000010037004000480051006000770139 | Y | N | Fiber DAS. OTA PUBLIC SAFETY CENTRIC DAS REMOTE.UHF 380-400MHz, +37dBm, 64 filters + 4 Adj sub bands, 2 optical port2, NFPA, class A/B, DC, No internal Duplexer ,UL2524 2nd Edition Listed FIPLEX BY HONEYWELL Fiber DAS | DH13-D-L1-BA |  | Y | 10
HONBDA-R2D-L22H | 8490 | 001000010037004000480051006000770139 | Y | N | Fiber DAS. OTA PUBLIC SAFETY CENTRIC DAS REMOTE.UHF 406-439MHz, +37dBm, 64 filters + 4 Adj sub bands, 2 optical ports, NFPA, class A/B, DC, 2MHz internal Duplexer ,UL2524 2nd Edition Listed FIPLEX BY HONEYWELL Fiber DAS | DH13-D-L2-BA |  | Y | 10
HONBDA-R2D-L25H | 8392 | 001000010037004000480051006000770139 | Y | N | Fiber DAS. OTA PUBLIC SAFETY CENTRIC DAS REMOTE.UHF 406-439MHz, +37dBm, 64 filters + 4 Adj sub bands, 2 optical ports, NFPA, class A/B, DC, 5MHz internal Duplexer ,UL2524 2nd Edition Listed FIPLEX BY HONEYWELL Fiber DAS | DH13-D-L2-BA |  | Y | 10
HONBDA-R2D-L2NH | 8489 | 001000010037004000480051006000770139 | Y | N | Fiber DAS. OTA PUBLIC SAFETY CENTRIC DAS REMOTE.UHF 406-439MHz, +37dBm, 64 filters + 4 Adj sub bands, 2 optical ports, NFPA, class A/B, DC, No internal Duplexer ,UL2524 2nd Edition Listed FIPLEX BY HONEYWELL Fiber DAS | DH13-D-L2-BA |  | Y | 10
HONBDA-R2D-T0H | 7604 | 00100001003700400048005100600077 | Y | N | Fiber DAS. OTA PUBLIC SAFETY CENTRIC DAS REMOTE.UHF 470-512 MHz, +37dBm, 64 filters + 4 Adj sub bands, 2 optical port, NFPA, class A, DC, 0.7MHz BW internal Duplexer ,UL2524 2nd Edition Listed FIPLEX BY HONEYWELL Fiber DAS | DH14ED-37 |  | Y | 10
HONBDA-R2D-TRWCH | 7607 | 00100001003700400048005100600077 | Y | N | Fiber DAS. OTA PUBLIC SAFETY CENTRIC DAS REMOTE.UHF 483.4-484.5/486.4-487.5 & 488.5-489/491.5-492 MHz, +37dBm, 64 filters + 4 Adj sub bands, 2 optical port, NFPA, class A, DC, Internal Duplexer ,UL2524 2nd Edition Listed FIPLEX BY HONEYWELL Fiber DAS | DH14ED-37 |  | Y | 10
HONBDA-R2D-TWMOH | 7608 | 00100001003700400048005100600077 | Y | N | Fiber DAS. OTA PUBLIC SAFETY CENTRIC DAS REMOTE.UHF 489-491/492-494 & 496.3-497/499.3-500 MHz, +37dBm, 64 filters + 4 Adj sub bands, 2 optical port, NFPA, class A, DC, Internal Duplexer ,UL2524 2nd Edition Listed FIPLEX BY HONEYWELL Fiber DAS | DH14ED-37 |  | Y | 10
HONBDA-R2D-U4H | 7610 | 00100001003700400048005100600077 | Y | N | Fiber DAS. OTA PUBLIC SAFETY CENTRIC DAS REMOTE.UHF 450-470 MHz, +37dBm, 64 filters + 4 Adj sub bands, 2 optical port, NFPA, class A, DC, 4MHz BW internal Duplexer ,UL2524 2nd Edition Listed FIPLEX BY HONEYWELL Fiber DAS | DH14ED-37 |  | Y | 10
HONBDA-R2D-UMDAH | 7611 | 00100001003700400048005100600077 | Y | N | Fiber DAS. OTA PUBLIC SAFETY CENTRIC DAS REMOTE.UHF 453-454/458-459 & 460-462/465-467 MHz, +37dBm, 64 filters + 4 Adj sub bands, 2 optical port, NFPA, class A, DC, Internal Duplexer ,UL2524 2nd Edition Listed FIPLEX BY HONEYWELL Fiber DAS | DH14ED-37 |  | Y | 10
HONBDA-R2D-UTNH | 7615 | 00100001003700400048005100600077 | Y | N | Fiber DAS. OTA PUBLIC SAFETY CENTRIC DAS REMOTE.UHF 450-512 MHz, +37dBm, 64 filters + 4 Adj sub bands, 2 optical port, NFPA, class A, DC, No internal Duplexer ,UL2524 2nd Edition Listed FIPLEX BY HONEYWELL Fiber DAS | DH14ED-37 |  | Y | 10
HONBDA-R2D-VT300H | 7622 | 00100001003700400048005100600076 | Y | N | Fiber DAS. OTA PUBLIC SAFETY CENTRIC DAS REMOTE DUAL BAND. VHF 136-174MHz & UHF 470-512MHz. VHF: +30dBm, UHF: +37dBm, 32filters + 2 Adj sub band per Band, 2 optical port, NFPA, DC, VHF: 3.5MHz BW Internal Duplexer, UHF: DUAL SUB BAND, Each Band 0.7MHz BW, ,UL2524 2nd Edition Listed FIPLEX BY HONEYWELL Fiber DAS | DH14ED-37 |  | Y | 10
HONBDA-R2D-VT30H | 7623 | 00100001003700400048005100600076 | Y | N | Fiber DAS. OTA PUBLIC SAFETY CENTRIC DAS REMOTE DUAL BAND. VHF 136-174MHz & UHF 470-512MHz. VHF: +30dBm, UHF: +37dBm, 32filters + 2 Adj sub band per Band, 2 optical port, NFPA, DC, VHF: 3.5MHz BW Internal Duplexer, UHF: 0.7MHz BW Internal Duplexer ,UL2524 2nd Edition Listed FIPLEX BY HONEYWELL Fiber DAS | DH14ED-37 |  | Y | 10
HONBDA-R2D-VT3RWCH | 7627 | 00100001003700400048005100600076 | Y | N | Fiber DAS. OTA PUBLIC SAFETY CENTRIC DAS REMOTE DUAL BAND. VHF 136-174MHz & UHF 470-512MHz. VHF: +30dBm, UHF: +37dBm, 32filters + 2 Adj sub band per Band, 2 optical port, NFPA, DC, VHF: 3.5MHz BW Internal Duplexer, UHF: 483.4-484.5/486.4-487.5 & 488.5-489/ ,UL2524 2nd Edition Listed FIPLEX BY HONEYWELL Fiber DAS | DH14ED-37 |  | Y | 10
HONBDA-R2D-VTN00H | 7628 | 00100001003700400048005100600076 | Y | N | Fiber DAS. OTA PUBLIC SAFETY CENTRIC DAS REMOTE DUAL BAND. VHF 136-174MHz & UHF 470-512MHz. VHF: +30dBm, UHF: +37dBm, 32filters + 2 Adj sub band per Band, 2 optical port, NFPA, DC, VHF: No Internal Duplexer, UHF: DUAL SUB BAND, Each Band 0.7MHz BW, interna ,UL2524 2nd Edition Listed FIPLEX BY HONEYWELL Fiber DAS | DH14ED-37 |  | Y | 10
HONBDA-R2D-VTN0H | 7629 | 00100001003700400048005100600076 | Y | N | Fiber DAS. OTA PUBLIC SAFETY CENTRIC DAS REMOTE DUAL BAND. VHF 136-174MHz & UHF 470-512MHz. VHF: +30dBm, UHF: +37dBm, 32filters + 2 Adj sub band per Band, 2 optical port, NFPA, DC, VHF: No Internal Duplexer, UHF: 0.7MHz BW Internal Duplexer ,UL2524 2nd Edition Listed FIPLEX BY HONEYWELL Fiber DAS | DH14ED-37 |  | Y | 10
HONBDA-R2D-VTNRWCH | 7633 | 00100001003700400048005100600076 | Y | N | Fiber DAS. OTA PUBLIC SAFETY CENTRIC DAS REMOTE DUAL BAND. VHF 136-174MHz & UHF 470-512MHz. VHF: +30dBm, UHF: +37dBm, 32filters + 2 Adj sub band per Band, 2 optical port, NFPA, DC, VHF: No Internal Duplexer, UHF: 483.4-484.5/486.4-487.5 & 488.5-489/491.5-4 ,UL2524 2nd Edition Listed FIPLEX BY HONEYWELL Fiber DAS | DH14ED-37 |  | Y | 10
HONBDA-R2D-VU304H | 7640 | 00100001003700400048005100600076 | Y | N | Fiber DAS. OTA PUBLIC SAFETY CENTRIC DAS REMOTE DUAL BAND. VHF 136-174MHz & UHF 450-470MHz. VHF: +30dBm, UHF: +37dBm, 32filters + 2 Adj sub band per Band, 2 optical port, NFPA, DC, VHF: 3.5MHz BW Internal Duplexer, UHF: DUAL SUB BAND, Band #1: 0.7MHz BW, B ,UL2524 2nd Edition Listed FIPLEX BY HONEYWELL Fiber DAS | DH14ED-37 |  | Y | 10
HONBDA-R2D-VU34H | 7224 | 00100001003700400048005100600076 | Y | N | Fiber DAS. OTA PUBLIC SAFETY CENTRIC DAS REMOTE DUAL BAND. VHF 136-174MHz & UHF 450-470MHz. VHF: +30dBm, UHF: +37dBm, 32filters + 2 Adj sub band per Band, 2 optical port, NFPA, DC, VHF: 3.5MHz BW Internal Duplexer, UHF: 4MHz BW Internal Duplexer ,UL2524 2nd Edition Listed FIPLEX BY HONEYWELL Fiber DAS | DH14ED-37 |  | Y | 10
HONBDA-R2D-VU3MDAH | 7644 | 00100001003700400048005100600076 | Y | N | Fiber DAS. OTA PUBLIC SAFETY CENTRIC DAS REMOTE DUAL BAND. VHF 136-174MHz & UHF 450-470MHz. VHF: +30dBm, UHF: +37dBm, 32filters + 2 Adj sub band per Band, 2 optical port, NFPA, DC, VHF: 3.5MHz BW Internal Duplexer, UHF: 453-454/458-459 & 460-462/465-467MHz ,UL2524 2nd Edition Listed FIPLEX BY HONEYWELL Fiber DAS | DH14ED-37 |  | Y | 10
HONBDA-R2D-VUN04H | 7645 | 00100001003700400048005100600076 | Y | N | Fiber DAS. OTA PUBLIC SAFETY CENTRIC DAS REMOTE DUAL BAND. VHF 136-174MHz & UHF 450-470MHz. VHF: +30dBm, UHF: +37dBm, 32filters + 2 Adj sub band per Band, 2 optical port, NFPA, DC, VHF: No Internal Duplexer, UHF: DUAL SUB BAND, Band #1: 0.7MHz BW, Band #2: ,UL2524 2nd Edition Listed FIPLEX BY HONEYWELL Fiber DAS | DH14ED-37 |  | Y | 10
HONBDA-R2D-VUN4H | 7648 | 00100001003700400048005100600076 | Y | N | Fiber DAS. OTA PUBLIC SAFETY CENTRIC DAS REMOTE DUAL BAND. VHF 136-174MHz & UHF 450-470MHz. VHF: +30dBm, UHF: +37dBm, 32filters + 2 Adj sub band per Band, 2 optical port, NFPA, DC, VHF: No Internal Duplexer, UHF: 4MHz BW Internal Duplexer ,UL2524 2nd Edition Listed FIPLEX BY HONEYWELL Fiber DAS | DH14ED-37 |  | Y | 10
HONBDA-R2D-VUNMDAH | 7650 | 00100001003700400048005100600076 | Y | N | Fiber DAS. OTA PUBLIC SAFETY CENTRIC DAS REMOTE DUAL BAND. VHF 136-174MHz & UHF 450-470MHz. VHF: +30dBm, UHF: +37dBm, 32filters + 2 Adj sub band per Band, 2 optical port, NFPA, DC, VHF: No Internal Duplexer, UHF: 453-454/458-459 & 460-462/465-467MHz intern ,UL2524 2nd Edition Listed FIPLEX BY HONEYWELL Fiber DAS | DH14ED-37 |  | Y | 10
HONBDA-R2D-VUT3NH | 7223 | 00100001003700400048005100600076 | Y | N | Fiber DAS. OTA PUBLIC SAFETY CENTRIC DAS REMOTE DUAL BAND. VHF 136-174MHz & UHF 450-512MHz. VHF: +30dBm, UHF: +37dBm, 32filters + 2 Adj sub band per Band, 2 optical port, NFPA, DC, VHF: 3.5MHz BW Internal Duplexer, UHF: No Internal Duplexer ,UL2524 2nd Edition Listed FIPLEX BY HONEYWELL Fiber DAS | DH14ED-37 |  | Y | 10
HONBDA-R2D-VUTNNH | 7651 | 00100001003700400048005100600076 | Y | N | Fiber DAS. OTA PUBLIC SAFETY CENTRIC DAS REMOTE DUAL BAND. VHF 136-174MHz & UHF 450-512MHz. VHF: +30dBm, UHF: +37dBm, 32filters + 2 Adj sub band per Band, 2 optical port, NFPA, DC, VHF: No Internal Duplexer, UHF: No Internal Duplexer ,UL2524 2nd Edition Listed FIPLEX BY HONEYWELL Fiber DAS | DH14ED-37 |  | Y | 10
PSC-SFP-DWDM-CH52 | 8750 | 00100114 | N | N | Fiber DAS. PUBLIC SAFETY CENTRIC DAS SFP MODULE, DWDM,40km, Channel 52 | NULL |  | S | 11
PSC-SFP-DWDM-CH53 | 8751 | 00100114 | N | N | Fiber DAS. PUBLIC SAFETY CENTRIC DAS SFP MODULE, DWDM,40km, Channel 53 | NULL |  | S | 11
PSC-SFP-DWDM-CH54 | 8752 | 00100114 | N | N | Fiber DAS. PUBLIC SAFETY CENTRIC DAS SFP MODULE, DWDM,40km, Channel 54 | NULL |  | S | 11
PSC-SFP-DWDM-CH55 | 8753 | 00100114 | N | N | Fiber DAS. PUBLIC SAFETY CENTRIC DAS SFP MODULE, DWDM,40km, Channel 55 | NULL |  | S | 11
PSC-SFP-DWDM-CH56 | 8754 | 00100114 | N | N | Fiber DAS. PUBLIC SAFETY CENTRIC DAS SFP MODULE, DWDM,40km, Channel 56 | NULL |  | S | 11
PSC-SFP-DWDM-CH57 | 8755 | 00100114 | N | N | Fiber DAS. PUBLIC SAFETY CENTRIC DAS SFP MODULE, DWDM,40km, Channel 57 | NULL |  | S | 11
PSC-SFP-DWDM-CH58 | 8756 | 00100114 | N | N | Fiber DAS. PUBLIC SAFETY CENTRIC DAS SFP MODULE, DWDM,40km, Channel 58 | NULL |  | S | 11
PSC-SFP-DWDM-CH59 | 8757 | 00100114 | N | N | Fiber DAS. PUBLIC SAFETY CENTRIC DAS SFP MODULE, DWDM,40km, Channel 59 | NULL |  | S | 11
Total